## Sheet1
| Country | Energy Supplied | Name | Reactor Type | Model | Status | Design Net Capacity (MWe) | Reference Unit Power (MWe) | Gross Capacity (MWe) | Thermal Capacity (MWt) | Electricity Supplied (TWh) | Owner | Operator | Construction Start Date | First Criticality Date | First Grid Connection Date | Longterm Shutdown Date | Restart Date | Permanent Shutdown Date | Commercial Operation Date | Load Factor | Operation Factor | Energy Availability Factor | Id
0 | ARMENIA | Year Electricity Supplied [GW.h] ... Load Factor [%] Year Electricity Supplied [GW.h] ... Annual Cumulative 0 1976 Data from a trial operation not provided ... Data from a trial operation not provided Data from a trial operation not provided 1 1977 Data Not Provided ... Data Not Provided Data Not Provided 2 1978 " ... " " 3 1979 " ... " " 4 1980 " ... " " 5 1981 " ... " " 6 1982 " ... " " 7 1983 " ... " " 8 1984 " ... " " 9 1985 " ... " " 10 1986 " ... " " 11 1987 2101.320 ... 58.8 NC 12 1988 2149.510 ... 65.1 NC 13 1989 505.330 ... 94.9 NC [14 rows x 9 columns] | ARMENIAN-1 | PWR | VVER V-270 | Permanent Shutdown | 376 | 376 | 408 | 1375 | 25.27 | Ministry of Territorial Administration and Infrastructure | Closed Joint Stock Company Armenian NPP | 1969-07-01 | 1976-12-15 | 1976-12-22 | None | None | 1989-02-25 | 1977-10-06 | None | None | None | 1
1 | ARMENIA | Year Electricity Supplied [GW.h] ... Load Factor [%] Year Electricity Supplied [GW.h] ... Annual Cumulative 0 1980 Data Not Provided ... Data Not Provided Data Not Provided 1 1981 " ... " " 2 1982 " ... " " 3 1983 " ... " " 4 1984 " ... " " 5 1985 " ... " " 6 1986 " ... " " 7 1987 2629.080 ... 73.6 NC 8 1988 2254.530 ... 68.3 NC 9 1989 671.280 ... 82.7 NC 10 1990 Data Not Available - Suspended Operation ... Data Not Available - Suspended Operation Data Not Available - Suspended Operation 11 1991 " ... " " 12 1992 " ... " " 13 1993 " ... " " 14 1994 " ... " " 15 1995 Data Not Provided ... Data Not Provided Data Not Provided 16 1996 2097.980 ... 63.5 NC 17 1997 1429.960 ... 43.4 NC 18 1998 1416.470 ... 43.0 NC 19 1999 1890.370 ... 57.4 NC 20 2000 1841.510 ... 55.8 58.9 21 2001 1815.410 ... 55.1 58.4 22 2002 2078.900 ... 63.1 58.9 23 2003 1997.550 ... 60.6 59.1 24 2004 2196.580 ... 66.5 59.7 25 2005 2504.490 ... 76.0 61.1 26 2006 2421.620 ... 73.5 62.0 27 2007 2347.830 ... 71.3 62.6 28 2008 2265.890 ... 68.6 63.0 29 2009 2290.420 ... 69.7 63.4 30 2010 2286.540 ... 69.6 63.8 31 2011 2356.840 ... 71.8 64.2 32 2012 2123.500 ... 64.5 64.2 33 2013 2167.630 ... 66.0 64.3 34 2014 2265.640 ... 69.0 64.5 35 2015 2571.100 ... 78.3 65.2 36 2016 2194.850 ... 66.6 65.2 37 2017 2411.390 ... 73.4 65.6 38 2018 1898.080 ... 57.8 65.2 39 2019 2028.960 ... 61.8 65.1 40 2020 2551.800 ... 70.0 65.3 41 2021 1850.040 ... 50.2 64.7 [42 rows x 9 columns] | ARMENIAN-2 | PWR | VVER V-270 | Operational | 375 | 448 | 451 | 1375 | 77.81 | Ministry of Territorial Administration and Infrastructure | Closed Joint Stock Company Armenian NPP | 1975-07-01 | 1980-01-01 | 1980-01-05 | 1989-03-18 | 1995-11-05 | None | 1980-05-03 | 0.647 | 0.787 | 0.651 | 2
2 | ARGENTINA | Year Electricity Supplied [GW.h] Reference Unit Power [MW] Annual Time On Line [h] Operation Factor [%] Energy Availability Factor [%] Load Factor [%] Year Electricity Supplied [GW.h] Reference Unit Power [MW] Annual Time On Line [h] Operation Factor [%] Annual Cumulative Annual Cumulative 0 1974 947.50 319 4458 66.0 50.3 50.3 50.3 50.3 1 1975 2357.80 319 7730 88.2 85.6 73.8 84.4 73.0 2 1976 2408.60 319 7808 88.9 86.9 79.0 86.0 78.2 3 1977 1537.00 345 4650 53.1 53.0 71.3 52.2 70.4 4 1978 2711.81 345 8026 91.6 90.9 75.9 89.7 74.9 5 1979 2503.70 335 7551 86.2 84.1 77.4 85.3 76.9 6 1980 2180.50 335 6947 79.1 73.5 76.8 74.1 76.4 7 1981 2647.60 335 8120 92.7 89.7 78.5 90.2 78.3 8 1982 1753.60 335 5600 63.9 59.2 76.2 59.8 76.1 9 1983 2356.00 335 8101 92.5 78.4 76.5 80.3 76.5 10 1984 1706.12 335 8678 98.8 98.7 78.6 58.0 74.8 11 1985 1470.45 335 7159 81.7 91.6 79.7 50.1 72.6 12 1986 2204.96 335 7532 86.0 75.8 79.4 75.1 72.8 13 1987 1405.80 335 4391 50.1 49.2 77.2 47.9 70.9 14 1988 808.10 335 2515 28.6 27.1 73.7 27.5 67.9 15 1989 0.00 335 0 0.0 0.0 68.9 0.0 63.5 16 1990 1722.59 335 7201 82.2 58.7 68.3 58.7 63.2 17 1991 2721.89 335 8390 95.8 92.6 69.7 92.8 64.9 18 1992 2230.24 335 7089 80.7 76.3 70.0 75.8 65.5 19 1993 2403.66 335 7287 83.2 82.2 70.7 81.9 66.4 20 1994 2651.86 335 7916 90.4 90.4 71.6 90.4 67.5 21 1995 2671.71 335 8376 95.6 92.3 72.6 91.0 68.6 22 1996 2038.80 335 6990 79.6 70.6 72.5 69.3 68.7 23 1997 2720.14 335 8329 95.1 93.4 73.4 92.7 69.7 24 1998 2374.36 335 7242 82.7 81.3 73.7 80.9 70.1 25 1999 1395.50 335 4364 49.8 47.8 72.7 47.6 69.2 26 2000 1677.85 335 5038 57.4 56.8 72.1 57.0 68.8 27 2001 1425.96 335 4407 50.3 48.7 71.2 48.6 68.0 28 2002 1011.50 335 3030 34.6 34.6 70.0 34.5 66.9 29 2003 2020.60 335 6094 69.6 68.8 69.9 68.8 66.9 30 2004 2725.01 335 8250 93.9 92.2 70.6 92.6 67.8 31 2005 1997.96 335 7004 80.0 68.5 70.6 68.1 67.8 32 2006 2100.55 335 6403 73.1 72.1 70.6 71.6 67.9 33 2007 2718.74 335 8300 94.8 93.8 71.3 92.6 68.6 34 2008 2481.26 335 7562 86.1 85.3 71.7 84.3 69.1 35 2009 2397.18 335 7296 83.3 82.9 72.0 81.7 69.5 36 2010 2782.75 335 8560 97.7 95.5 72.7 94.8 70.2 37 2011 2334.46 335 7289 83.2 79.6 72.9 79.6 70.4 38 2012 2477.36 335 7521 85.6 84.2 73.2 84.2 70.8 39 2013 2449.53 340 7310 83.4 82.6 73.4 82.8 71.1 40 2014 2631.71 340 7875 89.9 88.8 73.8 88.4 71.5 41 2015 1951.35 340 6109 69.7 66.0 73.6 65.5 71.4 42 2016 2476.82 340 7700 87.7 83.3 73.8 82.9 71.6 43 2017 2359.66 340 7832 89.4 79.7 74.0 79.2 71.8 44 2018 2274.09 340 7393 84.4 76.3 74.0 76.4 71.9 45 2019 2392.40 340 7341 83.8 80.3 74.2 80.3 72.1 46 2020 2680.41 340 8067 91.8 89.8 74.5 89.8 72.5 47 2021 2318.78 340 7243 82.7 77.8 74.6 77.8 72.6 | ATUCHA-1 | PHWR | PHWR KWU | Operational | 319 | 340 | 362 | 1179 | 101.49 | NUCLEOELECTRICA ARGENTINA S.A. | NUCLEOELECTRICA ARGENTINA S.A. | 1968-06-01 | 1974-01-13 | 1974-03-19 | None | None | None | 1974-06-24 | 0.726 | 0.779 | 0.746 | 3
3 | ARGENTINA | Year Electricity Supplied [GW.h] Reference Unit Power [MW] Annual Time On Line [h] Operation Factor [%] Energy Availability Factor [%] Load Factor [%] Year Electricity Supplied [GW.h] Reference Unit Power [MW] Annual Time On Line [h] Operation Factor [%] Annual Cumulative Annual Cumulative 0 1983 815.40 600 2098 NaN NaN NaN NaN NaN 1 1984 2527.07 600 6355 70.6 68.7 68.7 44.3 44.3 2 1985 3778.57 600 8170 93.3 93.4 81.6 71.9 58.7 3 1986 3061.67 600 5847 66.8 66.3 76.4 58.2 58.5 4 1987 4577.05 600 7951 90.8 87.9 79.3 87.1 65.8 5 1988 4560.58 600 7798 88.8 88.8 81.3 86.5 70.0 6 1989 4658.98 600 7804 89.1 89.1 82.6 88.6 73.2 7 1990 5000.74 600 8404 95.9 95.1 84.4 95.1 76.4 8 1991 4498.81 600 7855 89.7 85.8 84.6 85.6 77.5 9 1992 4353.98 600 7440 84.7 81.6 84.2 82.6 78.1 10 1993 4773.27 600 7956 90.8 90.6 84.9 90.8 79.4 11 1994 5157.89 600 8575 97.9 97.8 86.0 98.1 81.1 12 1995 3897.91 600 6541 74.7 74.3 85.1 74.2 80.5 13 1996 4891.97 600 8176 93.1 92.8 85.7 92.8 81.5 14 1997 4737.03 600 7821 89.3 89.3 85.9 90.1 82.1 15 1998 4555.43 600 7629 87.1 86.9 86.0 86.7 82.4 16 1999 5201.79 598 8700 99.3 99.1 86.8 99.3 83.4 17 2000 4064.48 643 6837 77.8 78.1 86.3 72.0 82.7 18 2001 5128.11 600 8564 97.8 97.4 86.9 97.6 83.6 19 2002 4385.52 600 7401 84.5 83.4 86.7 83.4 83.6 20 2003 5004.14 600 8367 95.5 95.1 87.1 95.2 84.1 21 2004 4589.57 600 7704 87.7 87.5 87.1 87.1 84.3 22 2005 4372.48 600 7341 83.8 83.3 87.0 83.2 84.2 23 2006 5052.10 600 8455 96.5 96.2 87.4 96.1 84.7 24 2007 4003.72 600 6771 77.3 76.5 86.9 76.2 84.4 25 2008 4368.61 600 7382 84.0 82.9 86.8 82.9 84.3 26 2009 5192.43 600 8705 99.4 98.8 87.2 98.8 84.9 27 2010 3908.69 600 6701 76.5 74.4 86.7 74.4 84.5 28 2011 3559.35 600 7405 84.5 67.7 86.1 67.7 83.9 29 2012 3425.53 600 7214 82.1 65.1 85.3 65.0 83.2 30 2013 3285.69 600 6841 78.1 69.6 84.8 62.5 82.6 31 2014 1533.11 600 3678 42.0 99.8 85.3 29.2 80.8 32 2015 641.36 600 1564 17.8 99.8 85.8 12.2 78.7 33 2016 0.00 600 0 0.0 0.0 83.1 0.0 76.3 34 2017 0.00 600 0 0.0 0.0 80.7 0.0 74.0 35 2018 0.00 600 0 0.0 0.0 78.4 0.0 71.9 36 2019 3786.17 608 7051 80.5 71.8 78.2 71.1 71.9 37 2020 4910.14 608 8447 96.2 91.9 78.6 91.9 72.5 38 2021 4340.06 608 7227 82.5 81.5 78.7 81.5 72.7 | EMBALSE | PHWR | CANDU 6 | Operational | 608 | 608 | 656 | 2064 | 146.66 | NUCLEOELECTRICA ARGENTINA S.A. | NUCLEOELECTRICA ARGENTINA S.A. | 1974-04-01 | 1983-03-13 | 1983-04-25 | None | None | None | 1984-01-20 | 0.727 | 0.77 | 0.787 | 4
4 | ARGENTINA | Year Electricity Supplied [GW.h] Reference Unit Power [MW] Annual Time On Line [h] Operation Factor [%] Energy Availability Factor [%] Load Factor [%] Year Electricity Supplied [GW.h] Reference Unit Power [MW] Annual Time On Line [h] Operation Factor [%] Annual Cumulative Annual Cumulative 0 2014 1093.35 692 3071 NaN NaN NaN NaN NaN 1 2015 3925.92 692 6928 NaN NaN NaN NaN NaN 2 2016 5200.54 692 8063 89.5 84.6 84.6 83.8 83.8 3 2017 3356.61 693 5130 58.6 56.3 66.8 55.3 65.8 4 2018 4178.88 693 6448 73.6 68.8 67.6 68.8 67.0 5 2019 1748.39 693 7001 79.9 28.8 56.8 28.8 56.3 6 2020 2421.87 693 6155 70.1 39.8 53.0 39.8 52.7 7 2021 3510.88 693 7217 82.4 57.8 53.9 57.8 53.6 | ATUCHA-2 | PHWR | PHWR KWU | Operational | 692 | 693 | 745 | 2160 | 25.44 | NUCLEOELECTRICA ARGENTINA S.A. | NUCLEOELECTRICA ARGENTINA S.A. | 1981-07-14 | 2014-06-03 | 2014-06-25 | None | None | None | 2016-05-26 | 0.536 | 0.746 | 0.539 | 5
7 | BELGIUM | Year Electricity Supplied [GW.h] Reference Unit Power [MW] Annual Time On Line [h] ... Energy Availability Factor [%] Load Factor [%] Year Electricity Supplied [GW.h] Reference Unit Power [MW] Annual Time On Line [h] ... Annual Cumulative Annual Cumulative 0 1962 Data Not Provided Data Not Provided Data Not Provided ... Data Not Provided Data Not Provided Data Not Provided Data Not Provided 1 1963 " " " ... " " " " 2 1964 " " " ... " " " " 3 1965 " " " ... " " " " 4 1966 " " " ... " " " " 5 1967 " " " ... " " " " 6 1968 " " " ... " " " " 7 1969 " " " ... " " " " 8 1970 " " " ... " " " " 9 1971 " " " ... " " " " 10 1972 " " " ... " " " " 11 1973 68.700 11 7323 ... 70.2 NC 71.3 NC 12 1974 23.200 11 3522 ... 25.7 NC 24.1 NC 13 1975 18.100 11 3313 ... 17.0 NC 18.8 NC 14 1976 22.000 10 3610 ... 25.0 NC 25.0 NC 15 1977 74.400 10 8391 ... 85.3 NC 84.9 NC 16 1978 20.800 10 2286 ... 24.1 NC 23.7 NC 17 1979 31.100 10 3532 ... 34.6 NC 35.5 NC 18 1980 Data Not Provided Data Not Provided Data Not Provided ... Data Not Provided Data Not Provided Data Not Provided Data Not Provided 19 1981 " " " ... " " " " 20 1982 40.000 10 4823 ... 46.0 NC 45.7 NC 21 1983 13.000 10 1677 ... 14.8 NC 14.8 NC 22 1984 31.000 10 3642 ... 35.3 NC 35.3 NC 23 1985 47.210 10 6274 ... 53.5 NC 53.9 NC 24 1986 31.890 10 4115 ... 39.8 NC 36.4 NC 25 1987 29.280 10 3897 ... 66.9 40.3 67.4 40.2 [26 rows x 9 columns] | BR-3 | PWR | Prototype | Permanent Shutdown | 11 | 10 | 12 | 41 | 0.76 | None | None | 1957-11-01 | 1962-08-29 | 1962-10-10 | None | None | 1987-06-30 | 1962-10-10 | 0.402 | 0.515 | 0.403 | 8
8 | BELGIUM | Year Electricity Supplied [GW.h] Reference Unit Power [MW] Annual Time On Line [h] Operation Factor [%] Energy Availability Factor [%] Load Factor [%] Year Electricity Supplied [GW.h] Reference Unit Power [MW] Annual Time On Line [h] Operation Factor [%] Annual Cumulative Annual Cumulative 0 1974 114.30 293 604 NaN NaN NaN NaN NaN 1 1975 2557.60 392 7257 81.8 75.8 75.8 75.8 75.8 2 1976 2667.10 395 6928 78.9 75.5 75.6 76.9 76.4 3 1977 2830.00 395 7332 83.7 81.8 77.8 81.8 78.3 4 1978 2731.20 395 7071 80.7 78.9 78.1 78.9 78.4 5 1979 3037.00 395 7812 89.2 86.4 79.8 87.8 80.4 6 1980 2901.00 395 7596 86.5 84.4 80.6 83.6 80.9 7 1981 2946.00 395 7644 87.3 85.0 81.2 85.1 81.6 8 1982 3184.50 395 8103 92.5 91.2 82.5 92.0 82.9 9 1983 2823.00 393 7316 83.5 81.8 82.4 82.0 82.8 10 1984 3129.00 393 7988 90.9 90.2 83.2 90.6 83.6 11 1985 2896.32 392 7330 83.7 82.4 83.1 84.3 83.6 12 1986 2685.93 392 7040 80.4 78.8 82.8 78.2 83.2 13 1987 2928.35 400 7306 83.4 85.4 83.0 83.6 83.2 14 1988 2694.15 400 7686 87.5 81.3 82.9 76.7 82.8 15 1989 2513.10 400 6475 73.9 71.9 82.1 71.7 82.0 16 1990 2859.89 400 7380 84.2 83.5 82.2 81.6 82.0 17 1991 3061.38 400 7860 89.7 89.2 82.6 87.4 82.3 18 1992 2990.54 400 7741 88.1 86.5 82.8 85.1 82.4 19 1993 2908.89 400 7580 86.5 84.4 82.9 83.0 82.5 20 1994 2921.78 400 7635 87.2 84.3 83.0 83.4 82.5 21 1995 2791.52 392 7342 83.8 81.0 82.9 81.3 82.5 22 1996 3169.35 392 8141 92.7 91.2 83.3 92.0 82.9 23 1997 3113.83 392 7899 90.2 88.9 83.5 90.7 83.2 24 1998 3292.46 392 8277 94.5 93.7 84.0 95.9 83.8 25 1999 3196.84 392 8123 92.7 91.1 84.2 93.1 84.1 26 2000 3264.77 392 8317 94.7 92.3 84.6 94.8 84.6 27 2001 3157.62 392 8098 92.4 90.5 84.8 91.9 84.8 28 2002 3260.70 392 8308 94.8 93.3 85.1 95.0 85.2 29 2003 3024.60 392 7953 90.8 86.4 85.1 88.1 85.3 30 2004 2989.10 392 7742 88.1 85.5 85.1 86.8 85.3 31 2005 3062.65 392 7849 89.6 88.0 85.2 89.2 85.5 32 2006 3100.48 392 8030 91.7 89.2 85.3 90.3 85.6 33 2007 3028.97 392 7709 88.0 87.6 85.4 88.2 85.7 34 2008 2690.32 392 6847 78.0 77.3 85.2 78.1 85.5 35 2009 2874.05 392 7266 83.0 82.9 85.1 83.7 85.4 36 2010 3401.38 433 7801 89.0 88.2 85.2 89.7 85.5 37 2011 3328.53 433 7740 88.4 87.8 85.3 87.8 85.6 38 2012 3444.69 433 8019 91.3 90.9 85.4 90.6 85.8 39 2013 3707.93 433 8595 98.1 97.2 85.8 97.8 86.1 40 2014 3556.42 433 8230 94.0 93.4 86.0 93.8 86.3 41 2015 396.78 433 1143 13.0 95.3 86.2 10.5 84.3 42 2016 3014.51 433 7056 80.3 79.4 86.0 79.3 84.2 43 2017 3426.38 433 8019 91.5 90.3 86.2 90.3 84.3 44 2018 1172.49 433 2700 30.8 30.8 84.8 30.9 83.0 45 2019 2185.67 445 4968 56.7 55.8 84.1 56.3 82.4 46 2020 2172.18 445 4946 56.3 55.2 83.4 55.6 81.7 47 2021 3587.85 445 8045 91.8 91.0 83.6 92.0 82.0 | DOEL-1 | PWR | WH 2LP | Operational | 392 | 445 | 454 | 1311 | 136.82 | None | ENGIE ELECTRABEL + EDF BELGIUM + EDF LUMINUS | 1969-07-01 | 1974-07-18 | 1974-08-28 | None | None | None | 1975-02-15 | 0.82 | 0.835 | 0.836 | 9
9 | BELGIUM | Year Electricity Supplied [GW.h] Reference Unit Power [MW] Annual Time On Line [h] Operation Factor [%] Energy Availability Factor [%] Load Factor [%] Year Electricity Supplied [GW.h] Reference Unit Power [MW] Annual Time On Line [h] Operation Factor [%] Annual Cumulative Annual Cumulative 0 1975 3096.30 870 5360 94.5 76.2 76.2 76.2 76.2 1 1976 4409.50 870 6354 72.3 57.5 61.3 57.7 61.4 2 1977 5842.30 870 7234 82.6 76.7 68.1 76.7 68.2 3 1978 6371.00 870 7582 86.6 84.3 73.1 83.6 72.9 4 1979 5159.00 870 6121 69.9 67.6 71.8 67.7 71.7 5 1980 6173.00 870 7337 83.5 80.7 73.5 80.8 73.4 6 1981 6414.20 870 7762 88.6 83.8 75.1 84.2 75.1 7 1982 6164.80 870 7269 83.0 80.8 75.9 80.9 75.9 8 1983 5843.00 870 7135 81.4 76.5 76.0 76.7 76.0 9 1984 6374.00 870 7774 88.5 83.4 76.8 83.4 76.8 10 1985 5979.00 870 8077 92.2 81.1 77.2 78.4 77.0 11 1986 4005.00 870 5429 62.0 54.8 75.2 52.6 74.8 12 1987 7337.00 870 8733 99.7 97.6 77.0 96.3 76.6 13 1988 6310.00 870 7520 85.6 83.9 77.6 82.6 77.0 14 1989 6508.00 870 7854 89.7 87.8 78.3 85.4 77.6 15 1990 6683.00 870 8082 92.3 88.4 79.0 87.7 78.3 16 1991 6163.00 870 7714 88.1 81.0 79.1 80.9 78.4 17 1992 6059.00 870 7807 88.9 79.1 79.1 79.3 78.5 18 1993 7317.00 870 8459 96.6 96.4 80.0 96.0 79.4 19 1994 6737.00 863 8018 91.5 90.0 80.5 89.1 79.9 20 1995 5442.00 931 6488 74.1 70.0 80.0 70.4 79.4 21 1996 7210.66 931 7823 89.1 88.2 80.4 88.2 79.9 22 1997 7942.57 962 8385 95.7 94.3 81.1 94.2 80.6 23 1998 7264.00 962 7777 88.8 86.3 81.3 86.2 80.9 24 1999 7272.00 962 7905 90.2 85.5 81.5 86.3 81.1 25 2000 8457.00 962 8782 100.0 99.3 82.3 100.1 81.9 26 2001 6969.00 962 7481 85.4 82.5 82.3 82.7 82.0 27 2002 7047.15 962 7631 87.1 83.9 82.4 83.6 82.0 28 2003 7990.42 962 8552 97.6 95.1 82.8 94.8 82.5 29 2004 7106.47 962 7456 84.9 84.5 82.9 84.1 82.6 30 2005 6810.95 962 7403 84.5 80.2 82.8 80.8 82.5 31 2006 8186.91 962 8693 99.2 98.8 83.4 97.2 83.0 32 2007 7055.90 962 7627 87.1 85.1 83.4 83.7 83.0 33 2008 7264.54 962 7650 87.1 85.2 83.5 86.0 83.1 34 2009 8269.54 962 8679 99.1 97.8 83.9 98.1 83.6 35 2010 7316.10 962 7752 88.5 86.4 84.0 86.8 83.7 36 2011 6848.28 962 7333 83.7 81.2 83.9 81.3 83.6 37 2012 6763.30 962 8784 100.0 79.4 83.8 80.0 83.5 38 2013 6878.12 962 7203 82.2 80.4 83.7 81.6 83.5 39 2014 7192.76 962 7503 85.6 84.5 83.7 85.4 83.5 40 2015 5927.29 962 6211 70.9 69.7 83.4 70.3 83.2 41 2016 2871.03 962 3026 34.4 33.7 82.1 34.0 81.9 42 2017 3409.97 962 3675 42.0 40.4 81.0 40.5 80.9 43 2018 7633.87 962 8024 91.6 89.8 81.3 90.6 81.1 44 2019 8319.24 962 8714 99.5 98.2 81.7 98.7 81.5 45 2020 303.85 962 434 4.9 3.6 79.8 3.6 79.7 46 2021 8384.09 962 8760 100.0 99.0 80.3 99.5 80.2 | TIHANGE-1 | PWR | Framatome 3 loops reactor | Operational | 870 | 962 | 1009 | 2873 | 301.64 | ENGIE ELECTRABEL | ENGIE ELECTRABEL | 1970-06-01 | 1975-02-21 | 1975-03-07 | None | None | None | 1975-10-01 | 0.802 | 0.839 | 0.803 | 10
10 | BELGIUM | Year Electricity Supplied [GW.h] Reference Unit Power [MW] Annual Time On Line [h] Operation Factor [%] Energy Availability Factor [%] Load Factor [%] Year Electricity Supplied [GW.h] Reference Unit Power [MW] Annual Time On Line [h] Operation Factor [%] Annual Cumulative Annual Cumulative 0 1975 711.50 392 2305 93.3 91.3 91.3 91.3 91.3 1 1976 2462.80 395 6519 74.2 71.6 73.2 71.0 72.6 2 1977 2576.80 395 6649 75.9 74.3 73.7 74.5 73.5 3 1978 2750.60 395 7114 81.2 79.5 75.6 79.5 75.4 4 1979 2593.30 395 6639 75.8 74.6 75.3 75.0 75.3 5 1980 2782.00 395 7111 81.0 79.8 76.2 80.2 76.3 6 1981 2841.70 395 7226 82.5 81.4 77.1 82.1 77.2 7 1982 2582.00 395 6598 75.3 73.8 76.6 74.6 76.9 8 1983 2017.00 393 5190 59.2 58.0 74.3 58.6 74.6 9 1984 2916.00 393 7508 85.5 84.2 75.4 84.5 75.7 10 1985 2908.66 392 7341 83.8 83.0 76.2 84.7 76.6 11 1986 2282.63 392 5891 67.2 69.8 75.6 66.5 75.7 12 1987 2616.44 400 6612 75.5 76.8 75.7 74.7 75.6 13 1988 2906.68 400 7408 84.3 82.6 76.2 82.7 76.2 14 1989 2479.80 400 6436 73.5 70.8 75.8 70.8 75.8 15 1990 1982.58 400 5170 59.0 56.6 74.5 56.6 74.5 16 1991 2779.83 400 7136 81.5 81.0 74.9 79.3 74.8 17 1992 2971.94 400 7617 86.7 86.1 75.6 84.6 75.4 18 1993 2949.55 400 7551 86.2 85.7 76.2 84.2 75.8 19 1994 2982.45 392 7810 89.2 86.2 76.7 86.8 76.4 20 1995 2867.54 392 7342 83.8 82.7 77.0 83.5 76.8 21 1996 2888.76 392 7390 84.1 83.1 77.3 83.9 77.1 22 1997 2935.03 392 7749 88.5 84.5 77.6 85.5 77.5 23 1998 3145.01 392 7987 91.2 90.1 78.1 91.6 78.1 24 1999 3091.67 392 7875 89.9 88.9 78.6 90.0 78.6 25 2000 3135.59 392 8022 91.3 89.8 79.0 91.1 79.1 26 2001 3150.54 392 8060 92.0 90.3 79.4 91.8 79.6 27 2002 3104.45 392 8076 92.2 89.5 79.8 90.4 80.0 28 2003 3142.62 392 8184 93.4 90.1 80.2 91.5 80.4 29 2004 2951.91 433 7174 81.7 80.5 80.2 81.4 80.4 30 2005 3506.72 433 8036 91.7 90.8 80.6 92.4 80.8 31 2006 3399.32 433 7954 90.8 88.2 80.8 89.6 81.1 32 2007 3483.14 433 7985 91.2 90.8 81.2 91.8 81.5 33 2008 3478.91 433 8000 91.1 90.3 81.5 91.5 81.8 34 2009 3468.52 433 7941 90.6 90.1 81.8 91.4 82.1 35 2010 3411.40 433 7823 89.3 88.3 82.0 90.0 82.4 36 2011 3570.91 433 8292 94.7 94.1 82.3 94.1 82.7 37 2012 3261.59 433 7605 86.6 86.1 82.4 85.8 82.8 38 2013 3566.80 433 8238 94.0 93.5 82.7 94.0 83.1 39 2014 3528.42 433 8291 94.6 92.7 83.0 93.0 83.4 40 2015 2971.43 433 6883 78.6 83.8 83.0 78.3 83.3 41 2016 3037.09 433 7056 80.3 79.5 82.9 79.8 83.2 42 2017 3413.43 433 8071 92.1 89.8 83.1 90.0 83.4 43 2018 1475.20 433 3400 38.8 38.7 82.0 38.9 82.2 44 2019 2405.33 433 5653 64.5 63.1 81.6 63.4 81.8 45 2020 2161.14 445 5003 57.0 55.7 80.9 55.9 81.2 46 2021 3490.70 445 7901 90.2 89.1 81.1 89.6 81.4 | DOEL-2 | PWR | WH 2LP | Operational | 445 | 445 | 454 | 1311 | 135.14 | None | ENGIE ELECTRABEL + EDF BELGIUM + EDF LUMINUS | 1971-09-01 | 1975-08-04 | 1975-08-21 | None | None | None | 1975-12-01 | 0.814 | 0.822 | 0.811 | 11
11 | BELGIUM | Year Electricity Supplied [GW.h] Reference Unit Power [MW] Annual Time On Line [h] Operation Factor [%] Energy Availability Factor [%] Load Factor [%] Year Electricity Supplied [GW.h] Reference Unit Power [MW] Annual Time On Line [h] Operation Factor [%] Annual Cumulative Annual Cumulative 0 1982 2631.00 900 3505 92.1 88.8 88.8 88.8 88.8 1 1983 6705.00 900 7807 89.1 85.0 85.8 85.0 85.8 2 1984 7074.00 900 8084 92.0 89.5 87.4 89.5 87.4 3 1985 6496.29 900 7515 85.8 82.4 85.9 82.4 85.9 4 1986 6860.00 897 8007 91.4 88.5 86.5 87.3 86.2 5 1987 5713.16 897 6905 78.8 73.5 84.0 72.7 83.6 6 1988 6777.55 890 7875 89.6 85.9 84.3 86.7 84.1 7 1989 5774.90 900 7470 85.3 73.4 82.8 73.2 82.6 8 1990 6811.76 900 8021 91.6 86.4 83.3 86.4 83.1 9 1991 6742.92 900 7913 90.3 85.8 83.5 85.5 83.4 10 1992 6732.24 900 7778 88.6 90.1 84.2 85.2 83.5 11 1993 5377.22 900 6198 70.8 65.8 82.5 68.2 82.2 12 1994 7482.35 970 7888 90.0 87.7 83.0 88.1 82.7 13 1995 7025.06 970 7396 84.4 82.6 83.0 82.7 82.7 14 1996 7334.15 1006 7447 84.8 83.8 83.0 84.0 82.8 15 1997 8108.24 1006 8250 94.2 92.0 83.7 92.0 83.4 16 1998 8012.55 1006 8171 93.3 90.9 84.2 90.9 83.9 17 1999 8231.24 1006 8330 95.1 93.4 84.7 93.4 84.5 18 2000 7884.93 1006 7892 89.8 89.0 85.0 89.2 84.8 19 2001 7993.26 1006 7989 91.2 90.2 85.3 90.7 85.1 20 2002 7636.59 1006 7647 87.3 86.2 85.3 86.7 85.2 21 2003 7870.79 1006 7928 90.5 89.7 85.6 89.3 85.4 22 2004 7984.83 1006 8104 92.3 90.8 85.8 90.4 85.7 23 2005 7962.73 1006 8147 93.0 91.0 86.0 90.4 85.9 24 2006 7708.74 1006 7764 88.6 87.3 86.1 87.5 85.9 25 2007 7697.09 1006 7710 88.0 87.1 86.1 87.3 86.0 26 2008 6943.53 1006 6980 79.5 78.5 85.8 78.6 85.7 27 2009 7987.11 1006 7947 90.7 90.4 86.0 90.6 85.9 28 2010 7817.20 1006 7862 89.8 88.2 86.1 88.7 86.0 29 2011 7911.69 1006 7933 90.6 90.0 86.2 89.8 86.1 30 2012 3695.33 1006 3668 41.8 41.7 84.7 41.8 84.6 31 2013 4998.23 1006 5023 57.3 56.9 83.8 56.7 83.7 32 2014 2072.29 1006 2030 23.2 23.2 81.8 23.5 81.7 33 2015 64.44 1006 94 1.1 0.7 79.3 0.7 79.2 34 2016 7286.59 1006 7293 83.0 82.0 79.4 82.5 79.3 35 2017 6380.11 1006 6330 72.3 72.0 79.1 72.4 79.1 36 2018 3755.51 1006 3751 42.8 42.2 78.1 42.6 78.0 37 2019 7559.30 1006 7512 85.8 85.1 78.3 85.8 78.3 38 2020 7673.49 1006 7695 87.6 85.8 78.5 86.8 78.5 39 2021 7947.79 1006 8053 91.9 90.0 78.8 90.2 78.8 | DOEL-3 | PWR | WH 3LP | Operational | 1006 | 1006 | 1056 | 3054 | 264.73 | None | ENGIE ELECTRABEL + EDF BELGIUM + EDF LUMINUS | 1975-01-01 | 1982-06-14 | 1982-06-23 | None | None | None | 1982-10-01 | 0.788 | 0.809 | 0.788 | 12
12 | BELGIUM | Year Electricity Supplied [GW.h] Reference Unit Power [MW] Annual Time On Line [h] Operation Factor [%] Energy Availability Factor [%] Load Factor [%] Year Electricity Supplied [GW.h] Reference Unit Power [MW] Annual Time On Line [h] Operation Factor [%] Annual Cumulative Annual Cumulative 0 1982 217.98 900 577 NaN NaN NaN NaN NaN 1 1983 5507.00 901 6373 89.8 86.9 86.9 86.9 86.9 2 1984 6856.00 901 7693 87.6 86.4 86.6 86.6 86.7 3 1985 6636.00 900 7890 90.1 87.8 87.0 84.2 85.7 4 1986 6189.00 900 7509 85.7 83.1 85.9 78.5 83.7 5 1987 6584.00 900 7477 85.4 83.4 85.4 83.5 83.7 6 1988 6966.00 900 7992 91.0 87.9 85.8 88.1 84.5 7 1989 6663.00 901 7728 88.2 84.7 85.7 84.4 84.5 8 1990 6919.00 901 7827 89.4 88.0 86.0 87.7 84.9 9 1991 6850.00 901 7790 88.9 87.8 86.2 86.8 85.1 10 1992 6746.00 901 7912 90.1 86.9 86.3 85.2 85.1 11 1993 6555.00 901 7507 85.7 83.6 86.0 83.0 84.9 12 1994 7585.00 894 8501 97.0 96.7 86.9 96.8 86.0 13 1995 6849.00 930 7697 87.9 85.0 86.8 84.9 85.9 14 1996 7253.00 955 7810 88.9 87.0 86.8 87.5 86.0 15 1997 6854.00 960 7241 82.7 81.3 86.4 81.5 85.7 16 1998 7664.00 960 8015 91.5 90.6 86.7 91.1 86.0 17 1999 8111.00 960 8380 95.7 95.5 87.2 96.4 86.7 18 2000 7481.00 960 7901 90.0 88.0 87.3 88.7 86.8 19 2001 6976.00 960 7137 81.5 80.7 86.9 83.0 86.6 20 2002 7833.39 1008 7821 89.3 87.9 87.0 88.7 86.7 21 2003 7600.97 1008 7589 86.6 85.6 86.9 86.1 86.7 22 2004 8517.32 1008 8478 96.5 96.0 87.4 96.2 87.2 23 2005 7890.01 1008 7929 90.5 89.5 87.4 89.4 87.3 24 2006 7219.32 1008 7348 83.9 82.4 87.2 81.8 87.0 25 2007 8751.57 1008 8760 100.0 100.0 87.8 99.1 87.5 26 2008 7129.35 1008 7165 81.6 80.4 87.5 80.5 87.2 27 2009 7732.29 1008 7664 87.5 86.7 87.4 87.6 87.3 28 2010 8823.79 1008 8726 99.6 99.2 87.9 99.9 87.8 29 2011 7322.51 1008 7345 83.8 82.9 87.7 82.9 87.6 30 2012 5506.11 1008 5475 62.3 61.8 86.8 62.2 86.7 31 2013 4939.33 1008 4963 56.7 55.6 85.7 55.9 85.6 32 2014 2056.12 1008 2025 23.1 23.0 83.6 23.3 83.5 33 2015 385.00 1008 411 4.7 4.3 81.0 4.4 81.0 34 2016 8603.65 1008 8521 97.0 96.2 81.5 97.2 81.5 35 2017 7131.59 1008 7351 83.9 80.1 81.5 80.8 81.4 36 2018 5478.07 1008 5460 62.3 61.5 80.9 62.0 80.9 37 2019 3276.69 1008 3377 38.6 37.1 79.6 37.1 79.6 38 2020 7373.82 1008 7398 84.2 83.1 79.7 83.3 79.7 39 2021 7597.40 1008 7835 89.4 85.8 79.9 86.0 79.9 | TIHANGE-2 | PWR | WH 3LP | Operational | 900 | 1008 | 1055 | 3064 | 262.63 | ENGIE ELECTRABEL | ENGIE ELECTRABEL | 1976-04-01 | 1982-10-05 | 1982-10-13 | None | None | None | 1983-06-01 | 0.799 | 0.817 | 0.799 | 13
13 | BELGIUM | Year Electricity Supplied [GW.h] Reference Unit Power [MW] Annual Time On Line [h] Operation Factor [%] Energy Availability Factor [%] Load Factor [%] Year Electricity Supplied [GW.h] Reference Unit Power [MW] Annual Time On Line [h] Operation Factor [%] Annual Cumulative Annual Cumulative 0 1985 4282.13 980 5263 87.9 82.6 82.6 82.6 82.6 1 1986 7722.89 1006 7973 91.0 87.8 86.0 87.6 86.0 2 1987 6809.26 1006 7448 85.0 77.0 82.4 77.3 82.5 3 1988 7551.97 1000 7784 88.6 85.9 83.4 86.0 83.5 4 1989 7445.90 1010 7737 88.3 84.4 83.6 84.2 83.6 5 1990 7535.84 1010 7790 88.9 85.2 83.9 85.2 83.9 6 1991 7425.40 1010 7673 87.6 84.1 84.0 83.9 83.9 7 1992 7418.56 1010 7481 85.2 85.9 84.2 83.6 83.9 8 1993 6980.93 1010 7112 81.2 78.9 83.6 78.9 83.3 9 1994 3462.74 1001 3637 41.5 39.2 79.0 39.5 78.7 10 1995 6769.69 1001 7381 84.3 76.8 78.8 77.2 78.6 11 1996 6186.80 1001 6565 74.7 69.9 78.0 70.4 77.8 12 1997 7548.66 1001 7653 87.4 87.0 78.7 86.1 78.5 13 1998 7844.02 985 7998 91.3 90.0 79.5 90.9 79.4 14 1999 8008.40 985 8150 93.0 92.4 80.4 92.8 80.3 15 2000 7992.87 985 8323 94.8 92.0 81.1 92.4 81.1 16 2001 8098.91 985 8264 94.3 93.2 81.8 93.9 81.8 17 2002 7831.93 985 8017 91.5 90.4 82.3 90.8 82.4 18 2003 7781.23 985 8015 91.5 90.6 82.8 90.2 82.8 19 2004 7519.82 985 7843 89.3 87.0 83.0 86.9 83.0 20 2005 7394.83 985 7647 87.3 85.9 83.1 85.7 83.1 21 2006 7461.97 1008 7633 87.1 86.2 83.3 84.5 83.2 22 2007 8496.87 1008 8608 98.2 98.1 83.9 96.2 83.8 23 2008 7466.73 1008 7534 85.8 85.2 84.0 84.3 83.8 24 2009 6910.95 1047 6946 79.3 78.3 83.8 77.8 83.5 25 2010 7395.39 1038 7192 82.1 81.6 83.7 81.3 83.4 26 2011 7978.47 1039 7832 89.4 88.8 83.9 87.7 83.6 27 2012 7818.70 1039 7659 87.2 86.4 84.0 85.7 83.7 28 2013 8447.48 1039 8192 93.5 93.5 84.3 92.8 84.0 29 2014 4886.99 1039 4796 54.8 53.7 83.2 53.7 83.0 30 2015 7743.88 1033 7568 86.4 85.5 83.3 85.6 83.0 31 2016 8782.01 1033 8630 98.2 97.5 83.8 96.8 83.5 32 2017 7461.43 1038 7326 83.6 83.2 83.8 82.2 83.4 33 2018 5514.68 1038 5479 62.6 60.6 83.0 60.6 82.8 34 2019 8730.31 1038 8760 100.0 96.3 83.4 96.0 83.1 35 2020 7270.15 1038 7147 81.4 79.8 83.3 79.7 83.0 36 2021 7952.78 1038 7802 89.1 87.8 83.5 87.5 83.2 | DOEL-4 | PWR | WH 3LP | Operational | 1000 | 1038 | 1090 | 2988 | 269.93 | None | ENGIE ELECTRABEL + EDF BELGIUM + EDF LUMINUS | 1978-12-01 | 1985-03-31 | 1985-04-08 | None | None | None | 1985-07-01 | 0.832 | 0.855 | 0.835 | 14
14 | BELGIUM | Year Electricity Supplied [GW.h] Reference Unit Power [MW] Annual Time On Line [h] ... Energy Availability Factor [%] Load Factor [%] Year Electricity Supplied [GW.h] Reference Unit Power [MW] Annual Time On Line [h] ... Annual Cumulative Annual Cumulative 0 1985 Data Not Provided Data Not Provided Data Not Provided ... Data Not Provided Data Not Provided Data Not Provided Data Not Provided 1 1986 7558.000 1020 7733 ... 85.6 85.6 84.6 84.6 2 1987 7829.000 1020 7872 ... 87.3 86.4 87.6 86.1 3 1988 7623.000 1020 7773 ... 85.0 86.0 85.1 85.8 4 1989 7749.000 1020 7790 ... 87.0 86.2 86.7 86.0 5 1990 7794.000 1020 7924 ... 87.1 86.4 87.2 86.2 6 1991 7649.000 1020 7903 ... 86.2 86.4 85.6 86.1 7 1992 8335.000 1020 8246 ... 93.3 87.4 93.0 87.1 8 1993 7748.000 1020 7874 ... 88.1 87.4 86.7 87.1 9 1994 7480.000 1015 7666 ... 84.7 87.1 84.1 86.8 10 1995 7559.000 1015 7632 ... 84.7 86.9 85.0 86.6 11 1996 7189.000 1015 7142 ... 81.1 86.4 80.6 86.0 12 1997 8357.000 1015 8342 ... 94.4 87.0 94.0 86.7 13 1998 6738.000 1015 6903 ... 75.9 86.2 75.8 85.9 14 1999 8799.000 1015 8686 ... 98.9 87.1 99.0 86.8 15 2000 7597.000 1015 7656 ... 84.9 87.0 85.2 86.7 16 2001 7729.000 1015 7929 ... 86.5 86.9 86.9 86.7 17 2002 8340.470 1015 8368 ... 93.7 87.3 93.8 87.1 18 2003 7661.540 1015 7846 ... 86.5 87.3 86.2 87.1 19 2004 7936.430 1015 7969 ... 89.2 87.4 89.0 87.2 20 2005 8707.530 1015 8753 ... 99.6 88.0 97.9 87.7 21 2006 7237.590 1015 7592 ... 83.3 87.8 81.4 87.4 22 2007 7339.400 1015 7406 ... 83.0 87.5 82.5 87.2 23 2008 8385.260 1015 8365 ... 93.9 87.8 94.0 87.5 24 2009 7717.150 1054 7480 ... 84.6 87.7 84.6 87.4 25 2010 7563.230 1046 7489 ... 81.9 87.4 82.0 87.1 26 2011 8981.890 1046 8701 ... 98.0 87.9 98.0 87.6 27 2012 7974.730 1046 7800 ... 87.8 87.9 86.8 87.5 28 2013 8094.070 1046 7839 ... 88.3 87.9 88.3 87.6 29 2014 8800.740 1046 8550 ... 96.6 88.2 96.0 87.9 30 2015 7336.420 1038 7264 ... 80.4 87.9 80.5 87.6 31 2016 7835.570 1038 7623 ... 85.8 87.8 85.9 87.6 32 2017 8963.790 1038 8737 ... 98.5 88.2 98.6 87.9 33 2018 2221.560 1038 2138 ... 24.4 86.2 24.4 86.0 34 2019 8945.120 1038 8758 ... 98.4 86.6 98.4 86.3 35 2020 5838.220 1038 5686 ... 64.0 85.9 64.0 85.7 36 2021 9001.860 1038 8760 ... 99.2 86.3 99.0 86.1 [37 rows x 9 columns] | TIHANGE-3 | PWR | WH 3LP | Operational | 1020 | 1038 | 1089 | 3000 | 282.19 | ENGIE ELECTRABEL | ENGIE ELECTRABEL | 1978-11-01 | 1985-06-05 | 1985-06-15 | None | None | None | 1985-09-01 | 0.861 | 0.882 | 0.863 | 15
15 | BULGARIA | Year Electricity Supplied [GW.h] Reference Unit Power [MW] Annual Time On Line [h] Operation Factor [%] Energy Availability Factor [%] Load Factor [%] Year Electricity Supplied [GW.h] Reference Unit Power [MW] Annual Time On Line [h] Operation Factor [%] Annual Cumulative Annual Cumulative 0 1974 927.10 432 3576 91.8 83.3 83.3 83.3 83.3 1 1975 1749.80 404 7058 80.6 49.1 54.3 49.4 54.6 2 1976 2069.00 407 6876 78.3 62.2 57.9 57.9 56.1 3 1977 2593.10 408 6668 76.1 73.4 62.8 72.6 61.3 4 1978 2360.37 408 6504 74.2 70.2 64.6 66.0 62.4 5 1979 2800.60 408 7280 83.1 78.4 67.2 78.4 65.5 6 1980 2852.60 408 7549 85.9 79.6 69.2 79.6 67.8 7 1981 2836.70 408 7506 85.7 84.9 71.4 79.4 69.4 8 1982 2685.60 408 7273 83.0 83.3 72.9 75.1 70.1 9 1983 2819.50 408 7948 90.7 90.7 74.8 78.9 71.1 10 1984 2751.84 408 8016 91.3 82.9 75.6 76.8 71.6 11 1985 2991.39 408 8040 91.8 91.8 77.1 83.7 72.7 12 1986 2532.23 408 6807 77.7 76.5 77.0 70.8 72.6 13 1987 2959.54 408 7843 89.5 89.5 78.0 82.8 73.3 14 1988 2836.96 408 8082 92.0 87.7 78.7 79.2 73.8 15 1989 2159.50 408 5961 68.0 66.6 77.9 60.4 72.9 16 1990 2523.97 408 7740 88.4 80.8 78.0 70.6 72.7 17 1991 2000.82 408 5676 64.8 63.7 77.2 56.0 71.8 18 1992 0.00 408 0 0.0 0.0 73.0 0.0 67.8 19 1993 9.01 408 84 1.0 0.2 69.2 0.2 64.3 20 1994 2504.30 408 7891 90.1 82.8 69.8 70.1 64.6 21 1995 1084.19 408 3315 37.8 35.1 68.2 30.3 63.0 22 1996 1100.76 408 3251 37.0 48.9 67.3 30.7 61.5 23 1997 2024.68 408 8259 94.3 94.0 68.5 56.6 61.3 24 1998 1776.06 408 6395 73.0 52.2 67.8 49.7 60.8 25 1999 1258.05 408 5092 58.1 36.6 66.6 35.2 59.8 26 2000 2224.16 440 7495 85.3 65.3 66.5 57.6 59.7 27 2001 2465.80 408 7325 83.6 69.0 66.6 69.0 60.0 28 2002 2172.39 408 6940 79.2 76.0 66.9 60.8 60.1 | KOZLODUY-1 | PWR | VVER V-230 | Permanent Shutdown | 408 | 408 | 440 | 1375 | 61.07 | State Enterprise “Radio Active Waste” | Kozloduy Nuclear power plant | 1970-04-01 | 1974-06-30 | 1974-07-24 | None | None | 2002-12-31 | 1974-10-28 | 0.601 | 0.73 | 0.669 | 16
16 | BULGARIA | Year Electricity Supplied [GW.h] Reference Unit Power [MW] Annual Time On Line [h] Operation Factor [%] Energy Availability Factor [%] Load Factor [%] Year Electricity Supplied [GW.h] Reference Unit Power [MW] Annual Time On Line [h] Operation Factor [%] Annual Cumulative Annual Cumulative 0 1975 296.90 404 1256 43.0 36.1 36.1 36.3 36.3 1 1976 2529.70 407 7310 83.2 75.8 70.1 70.8 65.9 2 1977 2850.60 408 7397 84.4 79.8 74.6 79.8 72.3 3 1978 3112.38 408 7913 90.3 90.0 79.4 87.1 77.0 4 1979 2927.90 408 8050 91.9 81.9 80.0 81.9 78.2 5 1980 2852.80 408 7266 82.7 79.6 79.9 79.6 78.4 6 1981 2699.60 408 7154 81.7 79.1 79.8 75.5 78.0 7 1982 2789.20 408 7859 89.7 89.7 81.2 78.0 78.0 8 1983 2946.90 408 8026 91.6 91.6 82.5 82.4 78.5 9 1984 2653.17 408 7465 85.0 82.3 82.4 74.0 78.0 10 1985 2939.60 408 7836 89.4 89.5 83.1 82.2 78.4 11 1986 2776.86 408 7511 85.7 84.9 83.3 77.7 78.4 12 1987 2634.48 408 7439 84.9 84.9 83.4 73.7 78.0 13 1988 1964.86 408 6617 75.3 74.4 82.7 54.8 76.2 14 1989 2694.61 408 7959 90.9 84.5 82.9 75.4 76.2 15 1990 2430.30 408 7158 81.7 79.3 82.6 68.0 75.6 16 1991 2546.56 408 7515 85.8 82.3 82.6 71.2 75.4 17 1992 4.13 408 101 1.2 0.1 77.8 0.1 71.0 18 1993 2314.94 408 8577 97.9 72.6 77.5 64.8 70.6 19 1994 1697.66 408 5431 62.0 53.4 76.2 47.5 69.4 20 1995 1344.97 408 4893 55.9 41.2 74.5 37.6 67.8 21 1996 2070.40 408 8680 98.8 69.0 74.2 57.8 67.4 22 1997 1431.53 408 5404 61.7 61.9 73.7 40.0 66.1 23 1998 1929.24 408 6706 76.6 56.1 72.9 54.0 65.6 24 1999 1842.11 408 8454 96.5 56.6 72.3 51.5 65.0 25 2000 1574.05 440 5549 63.2 48.0 71.2 40.7 64.0 26 2001 2536.36 408 6816 77.8 71.0 71.2 71.0 64.3 27 2002 2426.86 408 6794 77.6 76.8 71.4 67.9 64.4 | KOZLODUY-2 | PWR | VVER V-230 | Permanent Shutdown | 408 | 408 | 440 | 1375 | 62.82 | None | Kozloduy Nuclear power plant | 1970-04-01 | 1975-08-22 | 1975-08-24 | None | None | 2002-12-31 | 1975-11-10 | 0.644 | 0.792 | 0.714 | 17
17 | BULGARIA | Year Electricity Supplied [GW.h] ... Load Factor [%] Year Electricity Supplied [GW.h] ... Annual Cumulative 0 1980 Data from a trial operation not provided ... Data from a trial operation not provided Data from a trial operation not provided 1 1981 2896.700 ... 84.5 84.5 2 1982 2652.300 ... 74.2 79.1 3 1983 2748.900 ... 76.9 78.4 4 1984 3135.370 ... 87.5 80.7 5 1985 3204.800 ... 89.7 82.5 6 1986 2688.070 ... 75.2 81.3 7 1987 2752.650 ... 77.0 80.7 8 1988 3119.000 ... 87.0 81.5 9 1989 2429.010 ... 68.0 80.0 10 1990 2606.920 ... 72.9 79.2 11 1991 2171.850 ... 60.8 77.6 12 1992 2336.480 ... 65.2 76.5 13 1993 1933.030 ... 54.1 74.8 14 1994 1082.650 ... 30.3 71.6 15 1995 2747.180 ... 76.9 71.9 16 1996 1020.990 ... 28.5 69.2 17 1997 2225.350 ... 62.3 68.8 18 1998 2149.980 ... 60.2 68.3 19 1999 1684.750 ... 47.1 67.2 20 2000 2166.930 ... 56.1 66.6 21 2001 2249.840 ... 63.0 66.4 22 2002 1779.710 ... 49.8 65.7 23 2003 2477.890 ... 69.3 65.8 24 2004 2531.020 ... 70.6 66.0 25 2005 2974.780 ... 83.2 66.7 26 2006 3053.040 ... 85.4 67.4 [27 rows x 9 columns] | KOZLODUY-3 | PWR | VVER V-230 | Permanent Shutdown | 408 | 408 | 440 | 1375 | 62.82 | State Enterprise “Radio Active Waste” | Kozloduy Nuclear power plant | 1973-10-01 | 1980-12-04 | 1980-12-17 | None | None | 2006-12-31 | 1981-01-20 | 0.674 | 0.814 | 0.756 | 18
18 | BULGARIA | Year Electricity Supplied [GW.h] Reference Unit Power [MW] Annual Time On Line [h] Operation Factor [%] Energy Availability Factor [%] Load Factor [%] Year Electricity Supplied [GW.h] Reference Unit Power [MW] Annual Time On Line [h] Operation Factor [%] Annual Cumulative Annual Cumulative 0 1982 1802.80 408 5527 99.8 92.6 92.6 92.6 92.6 1 1983 2867.20 408 8116 92.6 92.7 92.6 80.2 84.4 2 1984 3252.57 408 8238 93.8 93.7 93.0 90.8 86.9 3 1985 3030.96 408 7812 89.2 86.3 91.1 84.8 86.3 4 1986 3168.05 408 8154 93.1 92.3 91.4 88.6 86.8 5 1987 3026.25 408 8080 92.2 91.2 91.3 84.7 86.4 6 1988 2901.96 408 8139 92.7 87.8 90.8 81.0 85.6 7 1989 2842.12 408 8129 92.8 86.4 90.2 79.5 84.8 8 1990 2569.09 408 7223 82.4 78.7 88.8 71.9 83.3 9 1991 2170.64 408 5661 64.6 64.4 86.3 60.7 80.9 10 1992 2316.92 408 6997 79.7 70.2 84.8 64.6 79.4 11 1993 2081.33 408 6277 71.7 65.9 83.1 58.2 77.5 12 1994 1094.39 408 4112 46.9 31.4 79.0 30.6 73.8 13 1995 2516.39 408 7424 84.8 81.5 79.2 70.4 73.5 14 1996 2401.05 408 8743 99.5 71.2 78.6 67.0 73.1 15 1997 1524.39 408 4338 49.5 49.5 76.7 42.6 71.1 16 1998 1929.16 408 6633 75.7 57.4 75.6 54.0 70.1 17 1999 1938.48 408 8736 99.7 55.7 74.4 54.2 69.2 18 2000 2418.37 440 6922 78.8 69.8 74.2 62.6 68.8 19 2001 1777.91 408 5777 66.0 49.6 72.9 49.7 67.8 20 2002 2025.58 408 6589 75.2 74.9 73.0 56.7 67.3 21 2003 2526.98 408 6735 76.9 76.6 73.2 70.7 67.4 22 2004 2943.37 408 7921 90.2 89.6 73.9 82.1 68.1 23 2005 2739.28 408 8058 92.0 89.2 74.6 76.6 68.4 24 2006 3136.85 408 8134 92.9 90.8 75.2 87.8 69.2 | KOZLODUY-4 | PWR | VVER V-230 | Permanent Shutdown | 408 | 408 | 440 | 1375 | 60.99 | State Enterprise “Radio Active Waste” | Kozloduy Nuclear power plant | 1973-10-01 | 1982-04-25 | 1982-05-17 | None | None | 2006-12-31 | 1982-06-20 | 0.692 | 0.826 | 0.752 | 19
19 | BULGARIA | Year Electricity Supplied [GW.h] Reference Unit Power [MW] Annual Time On Line [h] Operation Factor [%] Energy Availability Factor [%] Load Factor [%] Year Electricity Supplied [GW.h] Reference Unit Power [MW] Annual Time On Line [h] Operation Factor [%] Annual Cumulative Annual Cumulative 0 1987 136.95 887 667 NaN NaN NaN NaN NaN 1 1988 3933.16 887 7027 NaN NaN NaN NaN NaN 2 1989 3355.08 953 4663 53.2 51.5 51.5 40.2 40.2 3 1990 3380.91 953 5592 63.8 41.8 46.6 40.5 40.3 4 1991 1950.37 953 2777 31.7 31.7 41.7 23.4 34.7 5 1992 3540.69 953 4982 56.7 47.0 43.0 42.3 36.6 6 1993 3278.01 953 4675 53.4 47.5 43.9 39.3 37.1 7 1994 2880.40 953 4350 49.7 48.0 44.6 34.5 36.7 8 1995 4699.34 953 5988 68.4 59.4 46.7 56.3 39.5 9 1996 4720.27 953 6468 73.6 73.8 50.1 56.4 41.6 10 1997 4410.25 953 6034 68.9 68.7 52.2 52.8 42.8 11 1998 3741.00 953 6467 73.8 73.3 54.3 44.8 43.0 12 1999 3423.21 953 4838 55.2 50.4 53.9 41.0 42.9 13 2000 4340.81 1000 5406 61.5 54.4 54.0 49.4 43.4 14 2001 5049.55 953 5940 67.8 61.5 54.6 60.5 44.7 15 2002 5095.85 953 7003 79.9 79.4 56.3 61.0 45.9 16 2003 5596.69 953 8579 97.9 98.6 59.1 67.0 47.3 17 2004 4842.04 953 5906 67.2 67.2 59.6 57.8 48.0 18 2005 5513.48 953 6641 75.8 75.2 60.5 66.0 49.0 19 2006 6047.02 953 6691 76.4 75.7 61.4 72.4 50.3 20 2007 6669.92 953 7090 80.9 80.2 62.4 79.9 51.9 21 2008 7341.29 953 7796 88.8 87.8 63.6 87.7 53.7 22 2009 7181.55 953 7759 88.6 87.7 64.8 86.0 55.2 23 2010 7293.30 953 7620 87.0 85.9 65.7 87.4 56.6 24 2011 7639.25 953 7878 89.9 89.7 66.8 91.5 58.2 25 2012 7534.46 953 7876 89.7 89.1 67.7 90.0 59.5 26 2013 6569.82 953 7551 86.2 85.1 68.4 78.7 60.3 27 2014 7580.91 963 7912 90.3 89.7 69.2 89.9 61.4 28 2015 7502.66 963 7856 89.7 89.3 70.0 88.9 62.4 29 2016 7562.34 963 7875 89.6 88.6 70.6 89.4 63.4 30 2017 7369.19 963 7580 86.5 85.9 71.2 87.4 64.2 31 2018 7561.29 963 7788 88.9 88.3 71.8 89.6 65.1 32 2019 7825.41 1003 7808 89.1 88.5 72.3 92.1 66.0 33 2020 7881.46 1003 7768 88.4 87.8 72.8 89.5 66.7 34 2021 7946.42 1003 7771 88.7 88.3 73.3 90.4 67.5 | KOZLODUY-5 | PWR | VVER V-320 | Operational | 953 | 1003 | 1040 | 3120 | 187.93 | Bulgarian Energy Holding | Kozloduy Npp ,lc | 1980-07-09 | 1987-11-05 | 1987-11-29 | None | None | None | 1988-12-23 | 0.675 | 0.757 | 0.733 | 20
20 | BULGARIA | Year Electricity Supplied [GW.h] Reference Unit Power [MW] Annual Time On Line [h] Operation Factor [%] Energy Availability Factor [%] Load Factor [%] Year Electricity Supplied [GW.h] Reference Unit Power [MW] Annual Time On Line [h] Operation Factor [%] Annual Cumulative Annual Cumulative 0 1991 1312.67 953 2415 NaN NaN NaN NaN NaN 1 1992 2430.99 953 3472 NaN NaN NaN NaN NaN 2 1993 2799.64 953 4032 NaN NaN NaN NaN NaN 3 1994 4862.58 953 7817 89.2 87.6 87.6 58.2 58.2 4 1995 3831.85 953 5568 63.6 63.6 75.6 45.9 52.1 5 1996 5495.89 953 6698 76.2 76.2 75.8 65.6 56.6 6 1997 4825.42 953 6380 72.8 72.8 75.1 57.8 56.9 7 1998 3970.04 953 6079 69.4 63.7 72.8 47.6 55.0 8 1999 4407.84 953 6194 70.7 60.7 70.8 52.8 54.7 9 2000 4064.35 1000 5772 65.7 51.2 67.9 46.3 53.4 10 2001 4189.45 953 5441 62.1 50.4 65.7 50.2 53.0 11 2002 5324.95 953 6256 71.4 71.5 66.3 63.8 54.2 12 2003 5480.56 953 6474 73.9 72.9 67.0 65.6 55.3 13 2004 5298.10 953 6614 75.3 75.2 67.7 63.3 56.1 14 2005 6149.97 953 6772 77.3 76.9 68.5 73.7 57.5 15 2006 5917.29 953 6821 77.9 77.0 69.2 70.9 58.5 16 2007 7024.83 953 7493 85.5 84.7 70.3 84.2 60.4 17 2008 7400.25 953 7753 88.3 87.2 71.4 88.4 62.2 18 2009 7037.38 953 7562 86.3 85.6 72.3 84.3 63.6 19 2010 6943.07 953 7387 84.3 82.7 72.9 83.2 64.8 20 2011 7624.89 953 7962 90.9 90.3 73.8 91.3 66.2 21 2012 7326.44 953 7842 89.3 87.9 74.6 87.5 67.3 22 2013 6746.29 953 7848 89.6 88.3 75.3 80.8 68.0 23 2014 7433.08 963 7863 89.8 88.0 75.9 88.1 69.0 24 2015 7198.32 963 7489 85.5 83.6 76.2 85.3 69.7 25 2016 7521.11 963 7807 88.9 88.1 76.8 88.9 70.6 26 2017 7503.07 963 7784 88.9 87.6 77.2 88.9 71.3 27 2018 7883.42 1003 7864 89.8 88.9 77.7 90.3 72.1 28 2019 8043.47 1003 7973 91.0 90.2 78.2 91.6 72.9 29 2020 8056.13 1003 8007 91.2 90.2 78.7 91.4 73.6 30 2021 7852.47 1003 7970 91.0 88.8 79.0 89.4 74.2 | KOZLODUY-6 | PWR | VVER V-320 | Operational | 1003 | 1003 | 1040 | 3120 | 175.45 | Bulgarian Energy Holding | Kozloduy Nuclear power plant | 1982-04-01 | 1991-05-29 | 1991-08-02 | None | None | None | 1993-12-30 | 0.742 | 0.813 | 0.79 | 21
23 | BRAZIL | Year Electricity Supplied [GW.h] Reference Unit Power [MW] Annual Time On Line [h] Operation Factor [%] Energy Availability Factor [%] Load Factor [%] Year Electricity Supplied [GW.h] Reference Unit Power [MW] Annual Time On Line [h] Operation Factor [%] Annual Cumulative Annual Cumulative 0 1982 51.70 626 413 NaN NaN NaN NaN NaN 1 1983 162.50 626 1127 NaN NaN NaN NaN NaN 2 1984 1545.48 626 3771 NaN NaN NaN NaN NaN 3 1985 3169.38 626 6847 78.2 57.8 57.8 57.8 57.8 4 1986 132.36 626 512 5.8 3.7 30.8 2.4 30.1 5 1987 910.56 626 1958 22.4 19.7 27.1 16.6 25.6 6 1988 566.64 626 1488 16.9 18.5 24.9 10.3 21.8 7 1989 1695.10 626 5362 61.2 61.3 32.2 30.9 23.6 8 1990 2055.34 626 7400 84.5 82.5 40.6 37.5 25.9 9 1991 1306.35 626 5046 57.6 57.2 43.0 23.8 25.6 10 1992 1506.37 626 4275 48.7 47.9 43.6 27.4 25.8 11 1993 402.70 626 1524 17.4 17.2 40.6 7.3 23.8 12 1994 41.45 626 305 3.5 3.5 36.9 0.8 21.5 13 1995 2333.64 626 8127 92.8 42.6 37.4 42.6 23.4 14 1996 2288.84 626 5063 57.6 55.2 38.9 41.6 24.9 15 1997 2989.97 626 6219 71.0 53.2 40.0 54.5 27.2 16 1998 3093.82 626 6976 79.6 56.4 41.2 56.4 29.3 17 1999 3631.68 626 8429 96.2 64.8 42.8 66.2 31.7 18 2000 3164.93 626 6514 74.2 58.7 43.8 57.6 33.4 19 2001 3614.43 626 7295 83.3 82.9 46.1 65.9 35.3 20 2002 3775.19 626 7595 86.7 85.9 48.3 68.8 37.1 21 2003 3137.06 626 6551 74.8 57.2 48.8 57.2 38.2 22 2004 3890.16 626 7968 90.7 70.8 49.8 70.8 39.8 23 2005 3520.38 626 7275 83.0 83.0 51.4 64.2 41.0 24 2006 3205.23 626 6743 77.0 64.0 52.0 58.4 41.8 25 2007 2553.47 520 5481 62.6 62.8 52.4 56.1 42.3 26 2008 3314.53 491 6967 79.3 78.6 53.3 76.8 43.4 27 2009 2668.92 609 5256 60.0 57.4 53.4 50.9 43.7 28 2010 4076.72 609 7055 80.5 77.0 54.3 76.4 45.0 29 2011 4452.48 609 7789 88.9 88.6 55.6 83.5 46.4 30 2012 5134.91 609 8734 99.4 97.4 57.1 96.0 48.2 31 2013 3734.79 609 6765 77.2 70.9 57.5 70.0 48.9 32 2014 4706.85 609 7857 89.7 88.2 58.6 88.2 50.2 33 2015 3867.66 609 6619 75.6 73.2 59.0 72.5 50.9 34 2016 4807.12 609 7951 90.5 90.0 60.0 89.9 52.1 35 2017 3966.79 609 6633 75.7 74.2 60.4 74.4 52.8 36 2018 4695.30 609 7793 89.0 88.1 61.2 88.0 53.8 37 2019 5239.68 609 8668 98.9 99.5 62.3 98.2 55.1 38 2020 4347.14 609 7299 83.1 82.7 62.9 81.3 55.8 39 2021 4845.93 609 8014 91.5 90.4 63.6 90.8 56.7 | ANGRA-1 | PWR | WH 2LP | Operational | 609 | 609 | 640 | 1882 | 114.68 | ELETROBRAS ELETRONUCLEAR S.A. | ELETROBRAS ELETRONUCLEAR S.A. | 1971-05-01 | 1982-03-13 | 1982-04-01 | None | None | None | 1985-01-01 | 0.567 | 0.704 | 0.636 | 24
24 | BRAZIL | Year Electricity Supplied [GW.h] Reference Unit Power [MW] Annual Time On Line [h] Operation Factor [%] Energy Availability Factor [%] Load Factor [%] Year Electricity Supplied [GW.h] Reference Unit Power [MW] Annual Time On Line [h] Operation Factor [%] Annual Cumulative Annual Cumulative 0 2000 2421.17 1350 2914 NaN NaN NaN NaN NaN 1 2001 9904.99 1350 8315 97.3 94.2 94.2 85.7 85.7 2 2002 9238.24 1275 8060 92.0 83.3 88.7 82.7 84.2 3 2003 9418.97 1275 8019 91.5 84.3 87.2 84.3 84.2 4 2004 6919.82 1275 6497 74.0 72.8 83.6 61.8 78.6 5 2005 5676.66 1275 5581 63.7 63.7 79.6 50.8 73.0 6 2006 9778.32 1275 8014 91.5 89.3 81.2 87.6 75.4 7 2007 9096.95 1275 7606 86.8 84.7 81.7 81.4 76.3 8 2008 9894.03 1275 7924 90.2 89.1 82.6 88.3 77.8 9 2009 9554.65 1275 8068 92.1 91.7 83.6 85.6 78.7 10 2010 9697.44 1275 7727 88.2 87.1 84.0 86.8 79.5 11 2011 10342.26 1275 8682 99.1 99.0 85.4 92.6 80.7 12 2012 10035.50 1275 8064 91.8 89.5 85.7 89.6 81.4 13 2013 10045.27 1275 7961 90.9 90.1 86.0 89.9 82.1 14 2014 9756.54 1275 7754 88.5 86.6 86.1 87.4 82.5 15 2015 10023.96 1275 7990 91.2 89.4 86.3 89.8 83.0 16 2016 10163.34 1275 7939 90.4 90.0 86.5 90.8 83.4 17 2017 10887.54 1275 8521 97.3 97.0 87.2 97.5 84.3 18 2018 10091.65 1275 8011 91.4 89.5 87.3 90.4 84.6 19 2019 9984.43 1275 7895 90.1 88.8 87.4 89.4 84.8 20 2020 8897.22 1275 7423 84.5 79.4 87.0 79.4 84.6 21 2021 9012.51 1275 7497 85.6 80.5 86.7 80.7 84.4 | ANGRA-2 | PWR | PRE KONVOI | Operational | 1245 | 1275 | 1350 | 3764 | 200.84 | ELETROBRAS ELETRONUCLEAR S.A. | ELETROBRAS ELETRONUCLEAR S.A. | 1976-01-01 | 2000-07-14 | 2000-07-21 | None | None | None | 2001-02-01 | 0.844 | 0.889 | 0.867 | 25
25 | BRAZIL | None | ANGRA-3 | PWR | PRE KONVOI | Under Construction | 1340 | 1340 | 1405 | 3900 | None | ELETROBRAS ELETRONUCLEAR S.A. | ELETROBRAS ELETRONUCLEAR S.A. | 2010-06-01 | None | None | None | None | None | None | None | None | None | 26
28 | CANADA | Year Electricity Supplied [GW.h] Reference Unit Power [MW] Annual Time On Line [h] ... Energy Availability Factor [%] Load Factor [%] Year Electricity Supplied [GW.h] Reference Unit Power [MW] Annual Time On Line [h] ... Annual Cumulative Annual Cumulative 0 1962 Data Not Provided Data Not Provided Data Not Provided ... Data Not Provided Data Not Provided Data Not Provided Data Not Provided 1 1963 " " " ... " " " " 2 1964 " " " ... " " " " 3 1965 " " " ... " " " " 4 1966 " " " ... " " " " 5 1967 " " " ... " " " " 6 1968 " " " ... " " " " 7 1969 " " " ... " " " " 8 1970 " " " ... " " " " 9 1971 119.300 25 5408 ... 61.1 NC 54.6 NC 10 1972 69.400 25 2984 ... 35.0 NC 31.7 NC 11 1973 103.000 22 5191 ... 56.2 NC 52.6 NC 12 1974 158.300 22 7407 ... 81.7 NC 82.4 NC 13 1975 153.200 21 7379 ... 78.1 NC 83.5 NC 14 1976 177.000 22 8215 ... 93.8 NC 91.8 NC 15 1977 133.900 22 6348 ... 69.7 NC 69.7 NC 16 1978 136.700 22 6506 ... 73.8 NC 71.1 NC 17 1979 76.700 22 4652 ... 52.5 66.2 39.4 63.3 18 1980 167.900 22 7811 ... 86.8 68.2 86.9 65.6 19 1981 132.300 22 6438 ... 71.6 68.5 68.6 65.9 20 1982 154.100 22 7423 ... 80.7 69.5 80.0 67.0 21 1983 149.100 22 7142 ... 77.8 70.2 77.4 67.8 22 1984 122.640 22 6206 ... 63.7 69.7 63.5 67.5 23 1985 113.730 22 5889 ... 59.0 69.0 59.0 67.0 24 1986 146.220 21 7439 ... 77.1 69.5 79.5 67.7 25 1987 55.510 22 2843 ... 50.6 68.8 49.6 67.1 [26 rows x 9 columns] | ROLPHTON NPD | PHWR | CANDU | Permanent Shutdown | 17 | 22 | 25 | 92 | 3.24 | None | None | 1958-01-01 | 1962-04-11 | 1962-06-04 | None | None | 1987-08-01 | 1962-10-01 | 0.671 | 0.724 | 0.688 | 29
29 | CANADA | Year Electricity Supplied [GW.h] ... Load Factor [%] Year Electricity Supplied [GW.h] ... Annual Cumulative 0 1977 Data from a trial operation not provided ... Data from a trial operation not provided Data from a trial operation not provided 1 1978 4793.000 ... 82.0 82.0 2 1979 4797.900 ... 73.2 77.4 3 1980 5939.800 ... 91.4 82.2 4 1981 5795.000 ... 89.4 84.0 5 1982 6381.900 ... 98.4 87.0 6 1983 6091.100 ... 94.0 88.2 7 1984 6148.730 ... 94.6 89.1 8 1985 6015.130 ... 88.6 89.0 9 1986 5891.240 ... 84.5 88.5 10 1987 6073.270 ... 81.8 87.7 11 1988 3310.570 ... 44.4 83.3 12 1989 4031.740 ... 54.3 80.7 13 1990 5652.680 ... 76.1 80.3 14 1991 6126.290 ... 82.5 80.4 15 1992 5800.970 ... 77.9 80.3 16 1993 3158.230 ... 42.5 77.7 17 1994 2737.620 ... 36.8 75.2 18 1995 4225.820 ... 56.9 74.1 19 1996 3321.480 ... 44.6 72.4 20 1997 4214.820 ... 56.7 71.6 21 1998 1642.520 ... 81.4 71.7 22 1999 Data Not Available - Suspended Operation ... Data Not Available - Suspended Operation Data Not Available - Suspended Operation 23 2000 " ... " " 24 2001 " ... " " 25 2002 " ... " " 26 2003 " ... " " 27 2004 4971.580 ... 75.3 71.9 28 2005 4938.110 ... 75.2 72.0 29 2006 5440.250 ... 82.8 72.5 30 2007 4966.670 ... 75.6 72.6 31 2008 5148.880 ... 79.9 72.8 32 2009 5162.090 ... 80.7 73.1 33 2010 4375.770 ... 68.4 73.0 34 2011 5084.860 ... 79.5 73.2 35 2012 3352.060 ... 52.3 72.5 36 2013 5518.710 ... 86.3 72.9 37 2014 4125.000 ... 64.5 72.7 38 2015 5827.570 ... 88.9 73.2 39 2016 4995.720 ... 75.8 73.2 40 2017 5502.680 ... 83.8 73.5 41 2018 6268.880 ... 95.4 74.1 42 2019 4213.890 ... 64.1 73.9 43 2020 6776.480 ... 100.2 74.6 44 2021 3164.000 ... 46.9 73.9 [45 rows x 9 columns] | BRUCE-3 | PHWR | CANDU 750A | Operational | 750 | 770 | 865 | 2550 | 179.75 | Ontario Power Generation | Bruce Power | 1972-07-01 | 1977-11-28 | 1977-12-12 | 1998-04-01 | 2004-01-08 | None | 1978-02-01 | 0.739 | 0.793 | 0.738 | 30
30 | CANADA | Year Electricity Supplied [GW.h] ... Load Factor [%] Year Electricity Supplied [GW.h] ... Annual Cumulative 0 1978 Data from a trial operation not provided ... Data from a trial operation not provided Data from a trial operation not provided 1 1979 4966.400 ... 79.6 79.6 2 1980 4945.100 ... 76.1 77.8 3 1981 5753.500 ... 88.8 81.5 4 1982 6050.200 ... 93.3 84.6 5 1983 6407.400 ... 98.8 87.5 6 1984 6664.640 ... 102.5 90.0 7 1985 4995.160 ... 72.3 87.3 8 1986 6891.570 ... 92.8 88.1 9 1987 5044.990 ... 67.9 85.6 10 1988 4663.680 ... 62.6 83.0 11 1989 5584.210 ... 75.2 82.3 12 1990 3533.030 ... 47.6 79.2 13 1991 5940.700 ... 80.0 79.2 14 1992 5843.370 ... 78.4 79.2 15 1993 350.090 ... 4.7 73.9 16 1994 3655.980 ... 49.2 72.2 17 1995 3034.920 ... 40.9 70.3 18 1996 5296.280 ... 71.1 70.3 19 1997 2923.050 ... 39.4 68.6 20 1998 12.340 ... 0.8 67.9 21 1999 Data Not Available - Suspended Operation ... Data Not Available - Suspended Operation Data Not Available - Suspended Operation 22 2000 " ... " " 23 2001 " ... " " 24 2002 " ... " " 25 2003 934.470 ... 55.0 67.7 26 2004 5418.780 ... 82.1 68.4 27 2005 5499.120 ... 83.7 69.0 28 2006 5308.220 ... 80.8 69.5 29 2007 5250.980 ... 79.9 69.9 30 2008 5504.430 ... 85.4 70.5 31 2009 4907.550 ... 76.7 70.8 32 2010 5976.180 ... 93.4 71.5 33 2011 6259.240 ... 97.9 72.4 34 2012 3700.410 ... 57.7 72.0 35 2013 4131.320 ... 64.6 71.7 36 2014 6027.760 ... 94.3 72.4 37 2015 4503.600 ... 68.6 72.3 38 2016 5731.380 ... 87.0 72.7 39 2017 6188.100 ... 94.2 73.3 40 2018 4638.810 ... 70.6 73.3 41 2019 6115.210 ... 93.1 73.8 42 2020 4506.100 ... 66.7 73.6 43 2021 6922.000 ... 102.8 74.4 [44 rows x 9 columns] | BRUCE-4 | PHWR | CANDU 750A | Operational | 750 | 769 | 868 | 2550 | 179.53 | Ontario Power Generation | Bruce Power | 1972-09-01 | 1978-12-10 | 1978-12-21 | 1998-03-16 | 2003-10-07 | None | 1979-01-18 | 0.744 | 0.795 | 0.746 | 31
31 | CANADA | Year Electricity Supplied [GW.h] ... Load Factor [%] Year Electricity Supplied [GW.h] ... Annual Cumulative 0 1982 Data from a trial operation not provided ... Data from a trial operation not provided Data from a trial operation not provided 1 1983 937.700 ... 65.8 65.8 2 1984 3426.020 ... 60.5 61.6 3 1985 3189.450 ... 56.4 59.3 4 1986 3792.140 ... 67.1 61.7 5 1987 4658.460 ... 83.1 66.7 6 1988 5283.590 ... 94.0 71.9 7 1989 4870.250 ... 86.9 74.3 8 1990 4080.560 ... 72.8 74.1 9 1991 3925.510 ... 70.0 73.6 10 1992 4701.500 ... 83.6 74.7 11 1993 4827.100 ... 80.4 75.2 12 1994 5405.460 ... 97.2 77.2 13 1995 4518.970 ... 81.2 77.5 14 1996 5241.980 ... 94.0 78.7 15 1997 4217.520 ... 75.8 78.5 16 1998 3825.060 ... 68.8 77.9 17 1999 3793.280 ... 68.2 77.3 18 2000 4886.200 ... 87.6 77.9 19 2001 4711.190 ... 84.7 78.3 20 2002 4532.290 ... 81.5 78.4 21 2003 3567.070 ... 64.1 77.7 22 2004 4875.390 ... 87.4 78.2 23 2005 4486.190 ... 80.6 78.3 24 2006 4595.250 ... 82.6 78.5 25 2007 4328.590 ... 77.8 78.4 26 2008 3648.410 ... 65.4 77.9 27 2009 3611.440 ... 64.9 77.4 28 2010 3490.450 ... 62.8 76.9 29 2011 3490.600 ... 62.8 76.4 30 2012 3911.560 ... 70.7 76.2 [31 rows x 9 columns] | GENTILLY-2 | PHWR | CANDU 6 | Permanent Shutdown | 645 | 635 | 675 | 2156 | 124.22 | None | None | 1974-04-01 | 1982-09-11 | 1982-12-04 | None | None | 2012-12-28 | 1983-10-01 | 0.762 | 0.812 | 0.792 | 32
32 | CANADA | Year Electricity Supplied [GW.h] Reference Unit Power [MW] Annual Time On Line [h] Operation Factor [%] Energy Availability Factor [%] Load Factor [%] Year Electricity Supplied [GW.h] Reference Unit Power [MW] Annual Time On Line [h] Operation Factor [%] Annual Cumulative Annual Cumulative 0 1982 11.20 516 240 NaN NaN NaN NaN NaN 1 1983 3202.40 516 6968 92.6 90.3 90.3 89.6 89.6 2 1984 3517.52 516 7035 80.1 77.8 82.8 77.6 82.4 3 1985 3366.50 516 6989 79.8 77.7 80.9 74.5 79.5 4 1986 4068.64 516 8057 92.0 90.7 83.6 90.0 82.3 5 1987 3600.10 516 7148 81.6 79.6 82.7 79.6 81.8 6 1988 4397.16 516 8683 98.8 97.5 85.3 97.0 84.4 7 1989 3400.76 516 6862 78.3 75.4 83.8 75.2 83.1 8 1990 3885.00 516 7821 89.3 86.4 84.2 86.0 83.4 9 1991 2887.06 516 5724 65.3 64.4 81.9 63.9 81.2 10 1992 1345.25 516 2621 29.8 29.8 76.5 29.7 75.8 11 1993 3841.81 516 8307 94.8 85.4 77.3 85.0 76.7 12 1994 3074.41 516 6196 70.7 68.5 76.6 68.0 76.0 13 1995 3372.87 516 7008 80.0 74.8 76.4 74.6 75.9 14 1996 3042.63 516 6429 73.2 67.1 75.7 67.1 75.2 15 1997 3924.89 516 7908 90.3 86.8 76.5 86.8 76.0 16 1998 3490.58 516 7296 83.3 77.2 76.6 77.2 76.1 17 1999 2511.57 516 5302 60.5 55.6 75.3 55.6 74.9 18 2000 2631.49 516 5457 62.1 58.0 74.3 58.1 73.9 19 2001 2980.21 516 5986 68.3 65.9 73.9 65.9 73.5 20 2002 2655.74 516 5565 63.5 58.8 73.1 58.8 72.7 21 2003 3294.96 516 6566 75.0 69.1 72.9 72.9 72.7 22 2004 4159.81 516 8264 94.1 92.2 73.8 91.8 73.6 23 2005 2352.79 516 4818 55.0 52.6 72.9 52.0 72.7 24 2006 4010.87 516 8113 92.6 89.0 73.5 88.7 73.4 25 2007 2567.59 516 5637 64.4 57.0 72.9 56.8 72.7 26 2008 4026.82 516 8357 95.1 88.9 73.5 88.8 73.3 27 2009 3140.88 516 6631 75.7 69.6 73.3 69.5 73.2 28 2010 3769.85 516 7645 87.3 83.7 73.7 83.4 73.5 29 2011 1973.46 516 4258 48.6 43.9 72.7 43.7 72.5 30 2012 4347.31 516 8725 99.3 96.3 73.5 95.9 73.3 31 2013 2603.23 516 5371 61.3 58.1 73.0 57.6 72.8 32 2014 4255.09 516 8760 100.0 94.6 73.7 94.1 73.4 33 2015 2932.28 516 5865 67.0 65.3 73.4 64.9 73.2 34 2016 4352.12 516 8784 100.0 96.6 74.1 96.0 73.9 35 2017 2883.68 516 5841 66.7 64.1 73.8 63.8 73.6 36 2018 4255.38 516 8615 98.3 94.8 74.4 94.1 74.2 37 2019 2978.82 516 5934 67.7 66.3 74.2 65.9 73.9 38 2020 4215.36 516 8520 97.0 93.1 74.7 93.0 74.4 39 2021 3187.45 516 6438 73.5 70.6 74.6 70.5 74.3 | PICKERING-5 | PHWR | CANDU 500B | Operational | 516 | 516 | 540 | 1744 | 130.43 | Ontario Power Generation | Ontario Power Generation | 1974-11-01 | 1982-10-23 | 1982-12-19 | None | None | None | 1983-05-10 | 0.743 | 0.782 | 0.746 | 33
33 | CANADA | Year Electricity Supplied [GW.h] Reference Unit Power [MW] Annual Time On Line [h] Operation Factor [%] Energy Availability Factor [%] Load Factor [%] Year Electricity Supplied [GW.h] Reference Unit Power [MW] Annual Time On Line [h] Operation Factor [%] Annual Cumulative Annual Cumulative 0 1983 257.70 516 856 NaN NaN NaN NaN NaN 1 1984 3816.08 516 7636 87.7 86.1 86.1 85.9 85.9 2 1985 3289.09 516 6540 74.7 73.1 79.3 72.8 79.0 3 1986 3395.22 516 6763 77.2 75.8 78.1 75.1 77.7 4 1987 3949.93 516 7791 88.9 86.6 80.3 87.4 80.2 5 1988 4496.76 516 8775 99.9 98.4 84.0 99.2 84.0 6 1989 3950.21 516 7794 89.0 87.6 84.6 87.4 84.6 7 1990 3473.45 516 7017 80.1 76.9 83.5 76.8 83.5 8 1991 4469.68 516 8721 99.6 99.0 85.4 98.9 85.4 9 1992 4050.47 516 7936 90.4 89.3 85.9 89.4 85.9 10 1993 2689.19 516 5506 62.8 59.9 83.2 59.5 83.2 11 1994 4043.00 516 8036 91.7 90.1 83.9 89.4 83.8 12 1995 3493.34 516 6962 79.5 77.2 83.3 77.3 83.2 13 1996 2591.65 516 5707 65.0 57.2 81.3 57.2 81.2 14 1997 3386.16 516 6841 78.1 74.9 80.8 74.9 80.8 15 1998 3130.15 516 6384 72.9 69.2 80.1 69.2 80.0 16 1999 3353.71 516 6863 78.3 74.2 79.7 74.2 79.6 17 2000 2738.74 516 6449 73.4 60.5 78.6 60.4 78.5 18 2001 2618.08 516 5286 60.3 57.7 77.4 57.9 77.4 19 2002 3982.31 516 7985 91.2 88.3 78.0 88.1 77.9 20 2003 3267.37 516 6566 75.0 72.5 77.7 72.3 77.6 21 2004 2780.80 516 5597 63.7 61.5 76.9 61.4 76.8 22 2005 2850.13 516 5596 63.9 63.1 76.3 63.0 76.2 23 2006 3899.46 516 7635 87.2 86.0 76.7 86.3 76.7 24 2007 3216.52 516 6588 75.2 70.8 76.5 71.2 76.4 25 2008 4323.78 516 8521 97.0 95.6 77.2 95.4 77.2 26 2009 3493.23 516 7051 80.5 77.6 77.2 77.3 77.2 27 2010 3865.26 516 7659 87.4 85.8 77.6 85.5 77.5 28 2011 3195.82 516 6334 72.3 71.0 77.3 70.7 77.3 29 2012 4333.57 516 8550 97.3 95.5 78.0 95.6 77.9 30 2013 3027.43 516 6047 69.0 67.2 77.6 67.0 77.5 31 2014 3979.30 516 8397 95.9 87.9 77.9 88.0 77.9 32 2015 3037.96 516 6064 69.2 67.3 77.6 67.2 77.5 33 2016 3995.28 516 8259 94.0 88.2 77.9 88.2 77.9 34 2017 4434.18 516 8686 99.2 98.3 78.5 98.1 78.5 35 2018 2652.58 516 5392 61.6 58.7 78.0 58.7 77.9 36 2019 4461.28 516 8681 99.1 98.3 78.5 98.7 78.5 37 2020 3027.01 516 5918 67.4 66.7 78.2 66.8 78.2 38 2021 4206.84 516 8455 96.5 93.0 78.6 93.1 78.6 | PICKERING-6 | PHWR | CANDU 500B | Operational | 516 | 516 | 540 | 1744 | 135.22 | Ontario Power Generation | Ontario Power Generation | 1975-10-01 | 1983-10-15 | 1983-11-08 | None | None | None | 1984-02-01 | 0.786 | 0.814 | 0.786 | 34
34 | CANADA | Year Electricity Supplied [GW.h] Reference Unit Power [MW] Annual Time On Line [h] Operation Factor [%] Energy Availability Factor [%] Load Factor [%] Year Electricity Supplied [GW.h] Reference Unit Power [MW] Annual Time On Line [h] Operation Factor [%] Annual Cumulative Annual Cumulative 0 1984 312.70 516 861 NaN NaN NaN NaN NaN 1 1985 4093.95 516 8277 94.5 92.6 92.6 90.6 90.6 2 1986 3373.30 516 7002 79.9 75.2 83.9 74.6 82.6 3 1987 4339.89 516 8642 98.6 96.0 88.0 96.0 87.1 4 1988 4340.42 516 8519 97.0 95.4 89.8 95.8 89.2 5 1989 3408.69 516 6939 79.2 75.4 86.9 75.4 86.5 6 1990 3500.80 516 7420 84.7 77.7 85.4 77.4 85.0 7 1991 4258.77 516 8436 96.3 94.5 86.7 94.2 86.3 8 1992 3727.45 516 7349 83.7 82.4 86.2 82.2 85.8 9 1993 4415.95 516 8760 100.0 99.0 87.6 97.7 87.1 10 1994 3709.91 516 7386 84.3 83.4 87.2 82.1 86.6 11 1995 4056.79 516 8140 92.9 90.0 87.4 89.8 86.9 12 1996 2050.69 516 4416 50.3 45.4 83.9 45.2 83.4 13 1997 2936.16 516 6208 70.9 65.0 82.5 65.0 82.0 14 1998 3084.73 516 6495 74.1 68.2 81.4 68.2 81.0 15 1999 4433.82 516 8751 99.9 98.0 82.6 98.1 82.2 16 2000 2099.00 516 4445 50.6 46.3 80.3 46.3 79.9 17 2001 4020.78 516 7968 91.0 88.7 80.8 89.0 80.4 18 2002 4246.89 516 8538 97.5 93.8 81.5 94.0 81.2 19 2003 1790.66 516 3811 43.5 39.7 79.3 39.6 79.0 20 2004 3116.06 516 6127 69.8 68.9 78.8 68.8 78.5 21 2005 4390.76 516 8658 98.8 97.4 79.7 97.1 79.4 22 2006 2652.57 516 5311 60.6 59.1 78.7 58.7 78.4 23 2007 3667.91 516 7540 86.1 81.7 78.9 81.2 78.6 24 2008 1530.27 516 3084 35.1 34.0 77.0 33.8 76.7 25 2009 4229.46 516 8492 96.9 94.1 77.7 93.6 77.4 26 2010 2920.66 516 5895 67.3 64.8 77.2 64.6 76.9 27 2011 4337.70 516 8673 99.0 96.6 77.9 96.0 77.6 28 2012 2920.02 516 5965 67.9 64.8 77.4 64.4 77.1 29 2013 4264.55 516 8760 100.0 94.4 78.0 94.4 77.7 30 2014 2783.08 516 5489 62.7 62.0 77.5 61.6 77.2 31 2015 4171.04 516 8336 95.2 92.6 78.0 92.3 77.6 32 2016 2803.59 516 5574 63.5 62.0 77.5 61.8 77.2 33 2017 3751.37 516 7512 85.8 83.1 77.6 83.0 77.3 34 2018 4377.16 516 8687 99.2 96.7 78.2 96.8 77.9 35 2019 3132.65 516 6131 70.0 68.5 77.9 69.3 77.7 36 2020 4316.41 516 8321 94.7 94.0 78.4 95.2 78.2 37 2021 2840.99 516 5532 63.2 62.1 77.9 62.8 77.7 | PICKERING-7 | PHWR | CANDU 500B | Operational | 516 | 516 | 540 | 1744 | 130.47 | Ontario Power Generation | Ontario Power Generation | 1976-03-01 | 1984-10-22 | 1984-11-17 | None | None | None | 1985-01-01 | 0.777 | 0.806 | 0.779 | 35
35 | CANADA | Year Electricity Supplied [GW.h] Reference Unit Power [MW] Annual Time On Line [h] Operation Factor [%] Energy Availability Factor [%] Load Factor [%] Year Electricity Supplied [GW.h] Reference Unit Power [MW] Annual Time On Line [h] Operation Factor [%] Annual Cumulative Annual Cumulative 0 1986 3792.31 516 8086 97.7 96.3 96.3 95.7 95.7 1 1987 3759.36 516 7585 86.6 83.3 89.2 83.2 88.9 2 1988 3710.38 516 7296 83.1 82.2 86.8 81.9 86.4 3 1989 4295.19 516 8569 97.8 95.4 89.0 95.0 88.6 4 1990 3014.65 516 6743 77.0 66.6 84.4 66.7 84.1 5 1991 4484.97 516 8759 100.0 98.9 86.9 99.2 86.7 6 1992 4211.99 516 8280 94.3 93.0 87.8 92.9 87.6 7 1993 3670.54 516 7233 82.6 81.7 87.0 81.2 86.8 8 1994 4341.88 516 8579 97.9 96.8 88.1 96.1 87.8 9 1995 4012.08 516 8066 92.1 89.0 88.2 88.8 87.9 10 1996 1300.26 516 2597 29.6 28.7 82.7 28.7 82.5 11 1997 360.81 516 995 11.3 8.0 76.4 8.0 76.2 12 1998 3493.62 516 7009 80.0 77.3 76.4 77.3 76.2 13 1999 3509.06 516 7077 80.8 77.6 76.5 77.6 76.3 14 2000 2711.21 516 5508 62.7 59.9 75.4 59.8 75.2 15 2001 3502.19 516 6999 79.9 77.5 75.5 77.5 75.4 16 2002 3605.36 516 7244 82.7 80.0 75.8 79.8 75.6 17 2003 3921.29 516 8026 91.6 86.9 76.4 86.8 76.2 18 2004 2489.46 516 5182 59.0 55.1 75.3 54.9 75.1 19 2005 4195.24 516 8431 96.2 93.4 76.2 92.8 76.0 20 2006 2908.54 516 5853 66.8 64.8 75.7 64.4 75.4 21 2007 3843.21 516 8015 91.5 85.5 76.1 85.0 75.9 22 2008 2918.75 516 6116 69.6 64.4 75.6 64.4 75.4 23 2009 4115.23 516 8520 97.3 91.0 76.2 91.0 76.0 24 2010 3081.07 516 6427 73.4 68.2 75.9 68.2 75.7 25 2011 4051.72 516 8345 95.3 89.6 76.4 89.6 76.3 26 2012 2936.38 516 5967 67.9 64.9 76.0 64.8 75.8 27 2013 3879.06 516 7979 91.1 86.0 76.4 85.8 76.2 28 2014 2411.29 516 5223 59.6 53.3 75.6 53.4 75.4 29 2015 4289.30 516 8440 96.4 94.9 76.2 94.9 76.0 30 2016 2197.88 516 4367 49.7 48.4 75.3 48.5 75.2 31 2017 3870.80 516 7787 88.9 85.7 75.6 85.6 75.5 32 2018 2626.93 516 5427 62.0 58.1 75.1 58.1 75.0 33 2019 4363.55 516 8571 97.8 96.4 75.7 96.5 75.6 34 2020 4070.63 516 8022 91.3 89.9 76.1 89.8 76.0 35 2021 2459.85 516 4932 56.3 54.5 75.5 54.4 75.4 | PICKERING-8 | PHWR | CANDU 500B | Operational | 516 | 516 | 540 | 1744 | 122.40 | Ontario Power Generation | Ontario Power Generation | 1976-09-01 | 1985-12-17 | 1986-01-21 | None | None | None | 1986-02-28 | 0.754 | 0.787 | 0.755 | 36
36 | CANADA | Year Electricity Supplied [GW.h] Reference Unit Power [MW] Annual Time On Line [h] Operation Factor [%] Energy Availability Factor [%] Load Factor [%] Year Electricity Supplied [GW.h] Reference Unit Power [MW] Annual Time On Line [h] Operation Factor [%] Annual Cumulative Annual Cumulative 0 1982 691.00 635 0 NaN NaN NaN NaN NaN 1 1983 4742.90 640 7875 89.4 86.0 86.0 85.8 85.8 2 1984 5000.94 635 7927 90.2 88.9 87.6 89.7 87.8 3 1985 5421.91 635 8547 97.6 96.9 90.7 97.5 91.1 4 1986 5223.09 635 8257 94.3 93.4 91.4 93.9 91.8 5 1987 5107.73 635 8110 92.6 91.2 91.4 91.8 91.8 6 1988 5338.25 635 8383 95.4 94.8 92.0 95.7 92.5 7 1989 5266.67 635 8271 94.4 93.6 92.2 94.7 92.8 8 1990 5333.71 635 8384 95.7 94.7 92.5 95.9 93.2 9 1991 5437.17 635 8500 97.0 96.7 93.0 97.8 93.7 10 1992 4829.78 635 7748 88.2 85.8 92.3 86.6 93.0 11 1993 5320.00 635 8391 95.8 95.1 92.5 95.6 93.2 12 1994 5230.10 635 8270 94.4 93.5 92.6 94.0 93.3 13 1995 1611.40 635 2615 29.8 29.0 87.7 29.0 88.3 14 1996 4587.83 635 7363 83.8 81.4 87.2 82.2 87.9 15 1997 3455.59 635 5564 63.5 61.6 85.5 62.1 86.2 16 1998 3782.35 635 6111 69.8 66.0 84.3 68.0 85.0 17 1999 4082.74 635 6797 77.6 72.0 83.6 73.4 84.3 18 2000 3966.85 635 6792 77.3 70.5 82.8 71.1 83.6 19 2001 4451.33 635 7418 84.7 79.1 82.6 80.0 83.4 20 2002 3760.64 635 6107 69.7 67.6 81.9 67.6 82.6 21 2003 4739.52 635 7869 89.8 84.4 82.0 85.2 82.7 22 2004 4299.74 635 7310 83.2 82.6 82.0 77.1 82.5 23 2005 4372.64 635 7632 87.1 86.8 82.2 78.6 82.3 24 2006 4361.99 635 7755 88.5 88.7 82.5 78.4 82.2 25 2007 4121.82 635 7511 85.7 86.0 82.6 74.1 81.8 26 2008 1150.56 635 2111 24.0 24.0 80.4 20.6 79.5 27 2009 0.00 635 0 0.0 0.0 77.4 0.0 76.5 28 2010 0.00 635 0 0.0 0.0 74.6 0.0 73.8 29 2011 0.00 635 0 0.0 0.0 72.0 0.0 71.2 30 2012 411.48 660 966 11.0 7.5 69.9 7.3 69.1 31 2013 4111.15 660 7879 90.0 70.8 69.9 71.1 69.1 32 2014 4724.62 660 7229 82.5 81.9 70.3 81.7 69.5 33 2015 4277.04 660 6993 79.8 74.6 70.4 74.0 69.7 34 2016 4548.99 660 6989 79.6 78.2 70.7 78.5 70.0 35 2017 5151.32 660 7928 90.5 89.2 71.2 89.1 70.5 36 2018 4894.15 660 7469 85.3 84.5 71.6 84.6 70.9 37 2019 5015.68 660 7663 87.5 86.7 72.0 86.8 71.4 38 2020 4801.00 660 7302 83.1 82.5 72.3 82.8 71.7 39 2021 4418.52 660 7038 80.3 76.4 72.4 76.4 71.8 | POINT LEPREAU | PHWR | CANDU 6 | Operational | 660 | 660 | 705 | 2180 | 157.29 | NEW BRUNSWICK ELECTRIC POWER COMMISSION | NEW BRUNSWICK ELECTRIC POWER COMMISSION | 1975-05-01 | 1982-07-25 | 1982-09-11 | None | None | None | 1983-02-01 | 0.718 | 0.746 | 0.724 | 37
37 | CANADA | Year Electricity Supplied [GW.h] Reference Unit Power [MW] Annual Time On Line [h] Operation Factor [%] Energy Availability Factor [%] Load Factor [%] Year Electricity Supplied [GW.h] Reference Unit Power [MW] Annual Time On Line [h] Operation Factor [%] Annual Cumulative Annual Cumulative 0 1984 187.32 795 510 NaN NaN NaN NaN NaN 1 1985 5464.16 815 7163 86.1 85.9 85.9 84.2 84.2 2 1986 7078.03 835 8675 99.0 96.7 91.8 96.8 91.2 3 1987 5730.15 835 7197 82.2 78.2 87.0 78.3 86.6 4 1988 6673.56 860 7824 89.1 88.5 87.4 88.3 87.1 5 1989 7130.76 860 8589 98.0 94.1 88.8 94.6 88.7 6 1990 5534.66 860 6656 76.0 73.5 86.2 73.5 86.0 7 1991 6769.63 860 8130 92.8 90.3 86.8 89.9 86.6 8 1992 6452.05 860 7636 86.9 85.8 86.6 85.4 86.4 9 1993 5118.34 860 7457 85.1 68.1 84.5 67.9 84.3 10 1994 5629.34 860 7671 87.6 75.0 83.5 74.7 83.3 11 1995 6125.27 860 7859 89.7 81.4 83.3 81.3 83.1 12 1996 5767.61 860 7153 81.4 76.4 82.8 76.4 82.6 13 1997 6388.27 860 8148 93.0 84.8 82.9 84.8 82.7 14 1998 5623.11 785 7305 83.4 81.7 82.8 81.8 82.7 15 1999 5281.90 785 6719 76.7 76.6 82.4 76.8 82.3 16 2000 6908.74 785 8719 99.3 99.1 83.4 100.2 83.4 17 2001 4902.08 790 6220 71.0 70.9 82.7 70.8 82.7 18 2002 5993.14 790 7630 87.1 86.3 82.9 86.6 82.9 19 2003 5302.51 790 6783 77.4 77.3 82.6 76.6 82.6 20 2004 5889.11 790 7543 85.9 85.1 82.7 84.9 82.7 21 2005 5109.63 790 6678 76.2 74.1 82.4 73.8 82.3 22 2006 6723.49 795 8694 99.2 96.8 83.0 95.9 82.9 23 2007 6710.89 795 8760 100.0 97.2 83.6 96.4 83.4 24 2008 5596.97 817 6943 79.0 78.0 83.4 78.0 83.2 25 2009 6826.70 817 8597 98.1 97.9 83.9 95.4 83.7 26 2010 6699.69 817 8368 95.5 94.0 84.3 93.6 84.1 27 2011 6149.76 817 7666 87.5 86.8 84.4 85.9 84.1 28 2012 6927.64 817 8690 98.9 98.2 84.9 96.5 84.6 29 2013 6421.79 817 8141 92.9 92.0 85.2 89.7 84.8 30 2014 5859.11 817 7487 85.5 84.6 85.1 81.9 84.7 31 2015 6180.84 817 7978 91.1 90.6 85.3 86.4 84.7 32 2016 6742.40 817 8613 98.0 97.4 85.7 94.0 85.0 33 2017 5034.08 817 6394 73.0 72.4 85.3 70.3 84.6 34 2018 7076.65 817 8760 100.0 99.4 85.7 98.9 85.0 35 2019 4865.80 817 6173 70.5 69.7 85.2 68.0 84.5 36 2020 6227.87 817 7682 87.4 87.1 85.3 86.8 84.6 37 2021 7138.88 817 8760 100.0 99.6 85.7 99.8 85.0 | BRUCE-5 | PHWR | CANDU 750B | Operational | 822 | 817 | 872 | 2832 | 225.32 | Ontario Power Generation | Bruce Power | 1978-05-31 | 1984-11-14 | 1984-12-01 | None | None | None | 1985-02-28 | 0.85 | 0.881 | 0.857 | 38
38 | CANADA | Year Electricity Supplied [GW.h] Reference Unit Power [MW] Annual Time On Line [h] Operation Factor [%] Energy Availability Factor [%] Load Factor [%] Year Electricity Supplied [GW.h] Reference Unit Power [MW] Annual Time On Line [h] Operation Factor [%] Annual Cumulative Annual Cumulative 0 1984 3068.32 795 4230 99.9 98.8 98.8 98.8 98.8 1 1985 5900.13 815 7369 84.1 84.0 87.7 83.7 87.4 2 1986 5716.03 837 7213 82.3 77.8 83.4 78.1 83.4 3 1987 7017.10 837 8610 98.3 95.3 87.0 95.7 87.1 4 1988 6139.49 837 7880 89.7 89.1 87.5 83.5 86.3 5 1989 5386.17 837 7069 80.7 73.4 84.8 73.5 83.8 6 1990 6213.64 860 7429 84.8 82.3 84.4 83.2 83.7 7 1991 7013.36 860 8194 93.5 93.0 85.6 93.1 85.1 8 1992 5328.20 860 6393 72.8 70.5 83.8 70.5 83.3 9 1993 4351.00 860 6950 79.3 58.0 81.0 57.8 80.5 10 1994 6451.71 860 8760 100.0 85.8 81.4 85.6 81.0 11 1995 4671.57 860 6049 69.0 62.1 79.7 62.0 79.3 12 1996 6822.75 860 8682 98.8 90.4 80.6 90.3 80.2 13 1997 4796.41 860 6201 70.8 63.7 79.3 63.7 78.9 14 1998 4678.62 785 6137 70.1 68.0 78.6 68.0 78.2 15 1999 6860.15 785 8760 100.0 99.3 79.8 99.8 79.5 16 2000 4668.21 785 5912 67.3 66.8 79.1 67.7 78.9 17 2001 6840.06 790 8624 98.4 98.3 80.1 98.8 80.0 18 2002 3522.45 790 4539 51.8 50.6 78.6 50.9 78.4 19 2003 6750.85 790 8559 97.7 98.2 79.6 97.6 79.4 20 2004 5379.09 841 6698 76.2 76.6 79.4 75.4 79.2 21 2005 5721.10 822 7151 81.6 79.6 79.4 78.9 79.2 22 2006 7104.45 822 8760 100.0 99.3 80.3 98.7 80.0 23 2007 5145.02 822 6363 72.6 71.8 80.0 71.4 79.7 24 2008 6857.25 817 8452 96.2 95.4 80.6 95.6 80.3 25 2009 6063.07 817 7732 88.3 91.3 81.0 84.7 80.5 26 2010 5471.91 817 6815 77.8 76.5 80.8 76.5 80.4 27 2011 6552.52 817 8277 94.5 94.0 81.3 91.6 80.8 28 2012 7125.32 817 8784 100.0 99.6 81.9 99.3 81.4 29 2013 5684.00 817 7174 81.9 81.0 81.9 79.4 81.3 30 2014 6768.62 817 8488 96.9 97.7 82.4 94.6 81.8 31 2015 5344.31 817 6694 76.4 76.2 82.2 74.7 81.5 32 2016 6875.21 817 8613 98.0 97.1 82.7 95.8 82.0 33 2017 5741.56 817 7164 81.8 81.0 82.6 80.2 81.9 34 2018 7059.65 817 8718 99.5 99.0 83.1 98.6 82.4 35 2019 6498.25 817 8224 93.9 91.7 83.4 90.8 82.6 36 2020 313.80 817 408 4.6 4.7 81.2 4.4 80.5 37 2021 0.00 817 0 0.0 0.0 79.0 0.0 78.4 | BRUCE-6 | PHWR | CANDU 750B | Operational | 822 | 817 | 891 | 2690 | 204.58 | Ontario Power Generation | Bruce Power | 1978-01-01 | 1984-05-29 | 1984-06-26 | None | None | None | 1984-09-14 | 0.784 | 0.815 | 0.79 | 39
39 | CANADA | Year Electricity Supplied [GW.h] ... Load Factor [%] Year Electricity Supplied [GW.h] ... Annual Cumulative 0 1967 Data from a trial operation not provided ... Data from a trial operation not provided Data from a trial operation not provided 1 1968 Data Not Provided ... Data Not Provided Data Not Provided 2 1969 " ... " " 3 1970 916.000 ... 47.7 NC 4 1971 1044.500 ... 54.4 51.0 5 1972 356.500 ... 18.5 40.2 6 1973 1048.100 ... 56.6 44.1 7 1974 1129.600 ... 62.5 47.7 8 1975 1284.300 ... 71.4 51.5 9 1976 1089.500 ... 60.4 52.7 10 1977 772.000 ... 42.9 51.5 11 1978 855.200 ... 47.5 51.1 12 1979 1063.900 ... 58.3 51.8 13 1980 310.500 ... 27.2 50.4 14 1981 1109.400 ... 61.5 51.3 15 1982 1343.000 ... 74.4 53.1 16 1983 1401.200 ... 77.6 54.9 17 1984 538.970 ... 86.9 55.6 [18 rows x 9 columns] | DOUGLAS POINT | PHWR | CANDU 200 | Permanent Shutdown | 203 | 206 | 218 | 704 | 15.63 | ATOMIC ENERGY OF CANADA, LTD. | None | 1960-02-01 | 1966-11-15 | 1967-01-07 | None | None | 1984-05-04 | 1968-09-26 | 0.556 | 0.671 | 0.595 | 40
40 | CANADA | Year Electricity Supplied [GW.h] Reference Unit Power [MW] Annual Time On Line [h] Operation Factor [%] Energy Availability Factor [%] Load Factor [%] Year Electricity Supplied [GW.h] Reference Unit Power [MW] Annual Time On Line [h] Operation Factor [%] Annual Cumulative Annual Cumulative 0 1986 5256.62 837 6957 97.6 89.8 89.8 89.7 89.7 1 1987 6288.05 837 8489 96.9 85.9 87.6 85.8 87.4 2 1988 4866.19 860 6636 75.6 74.8 82.9 65.4 79.4 3 1989 7280.79 860 8632 98.5 96.4 86.6 96.6 84.0 4 1990 6659.40 860 8065 92.1 88.5 87.0 88.4 85.0 5 1991 5733.63 860 6835 78.0 76.3 85.1 76.1 83.4 6 1992 6413.41 860 7589 86.4 85.1 85.1 84.9 83.6 7 1993 5802.33 860 8760 100.0 78.1 84.2 77.0 82.8 8 1994 5496.71 860 7577 86.5 73.2 82.9 73.0 81.6 9 1995 6285.10 860 8092 92.4 83.5 83.0 83.4 81.8 10 1996 5475.68 860 7000 79.7 72.6 82.0 72.5 81.0 11 1997 6154.48 860 7874 89.9 81.7 82.0 81.7 81.0 12 1998 4990.76 785 6474 73.9 72.4 81.3 72.6 80.4 13 1999 6315.74 785 8208 93.7 91.8 82.0 91.8 81.2 14 2000 5322.68 785 6790 77.3 76.9 81.7 77.2 80.9 15 2001 7026.30 790 8760 100.0 100.0 82.8 101.5 82.2 16 2002 4819.35 790 6121 69.9 69.5 82.0 69.6 81.4 17 2003 6730.24 790 8592 98.1 97.7 82.9 97.2 82.3 18 2004 6428.77 790 8188 93.2 92.8 83.4 92.6 82.8 19 2005 4890.45 806 6310 72.0 70.2 82.7 70.1 82.2 20 2006 6740.47 822 8486 96.9 94.8 83.3 94.4 82.8 21 2007 6969.91 822 8570 97.8 97.1 83.9 96.8 83.4 22 2008 5763.74 817 7101 80.8 79.9 83.8 80.3 83.3 23 2009 6475.33 817 8144 93.0 97.9 84.3 90.5 83.6 24 2010 6726.64 817 8610 98.3 93.7 84.7 94.0 84.0 25 2011 5761.53 817 7137 81.5 80.7 84.6 80.5 83.9 26 2012 7055.97 817 8731 99.4 99.6 85.1 98.3 84.4 27 2013 7003.57 817 8758 100.0 99.4 85.6 97.9 84.9 28 2014 5479.21 817 7113 81.2 80.7 85.5 76.6 84.6 29 2015 6324.10 817 8029 91.7 91.5 85.7 88.4 84.7 30 2016 4983.38 817 6332 72.1 71.9 85.2 69.4 84.2 31 2017 6643.16 817 8431 96.2 96.3 85.6 92.8 84.5 32 2018 7116.79 817 8715 99.5 99.0 86.0 99.4 85.0 33 2019 4849.09 817 6036 68.9 68.3 85.4 67.8 84.4 34 2020 7036.81 817 8664 98.6 98.0 85.8 98.0 84.8 35 2021 5948.95 817 7264 82.9 82.7 85.7 83.1 84.8 | BRUCE-7 | PHWR | CANDU 750B | Operational | 822 | 817 | 872 | 2832 | 218.37 | Ontario Power Generation | Bruce Power | 1979-05-01 | 1986-01-07 | 1986-02-22 | None | None | None | 1986-04-10 | 0.848 | 0.886 | 0.857 | 41
41 | CANADA | Year Electricity Supplied [GW.h] Reference Unit Power [MW] Annual Time On Line [h] Operation Factor [%] Energy Availability Factor [%] Load Factor [%] Year Electricity Supplied [GW.h] Reference Unit Power [MW] Annual Time On Line [h] Operation Factor [%] Annual Cumulative Annual Cumulative 0 1987 3673.23 837 5849 99.9 76.6 76.6 76.4 76.4 1 1988 5958.52 837 7659 87.2 86.5 82.9 81.0 79.4 2 1989 6523.47 837 8661 98.9 89.2 85.3 89.0 83.1 3 1990 5758.67 860 7186 82.0 78.1 83.3 78.0 81.6 4 1991 6932.70 860 8213 93.8 92.5 85.3 92.0 84.0 5 1992 5451.09 860 6587 75.0 72.4 83.0 72.2 81.8 6 1993 4675.90 860 7064 80.6 62.3 79.8 62.1 78.8 7 1994 6443.16 860 8760 100.0 86.0 80.6 85.5 79.7 8 1995 6113.35 860 7876 89.9 81.3 80.7 81.2 79.8 9 1996 6957.82 860 8783 100.0 92.1 81.9 92.1 81.1 10 1997 6346.54 860 8003 91.4 84.2 82.1 84.2 81.4 11 1998 4122.43 785 5368 61.3 59.8 80.3 60.0 79.7 12 1999 4114.43 785 5414 61.8 59.8 78.8 59.8 78.2 13 2000 6530.94 785 8293 94.4 93.7 79.8 94.7 79.4 14 2001 5424.77 790 6852 78.2 78.0 79.7 78.4 79.3 15 2002 6685.96 790 8543 97.5 97.0 80.8 96.6 80.4 16 2003 4959.99 790 6301 71.9 71.9 80.3 71.7 79.9 17 2004 5695.77 790 7374 84.0 82.8 80.4 82.1 80.0 18 2005 6889.22 790 8745 99.8 99.4 81.4 99.6 81.0 19 2006 5283.88 795 6791 77.5 76.4 81.1 76.3 80.8 20 2007 6485.25 795 8341 95.2 93.4 81.7 93.1 81.4 21 2008 6514.39 782 8699 99.0 94.3 82.3 94.8 82.0 22 2009 5266.44 782 6906 78.8 80.6 82.2 76.9 81.7 23 2010 6930.19 817 8760 100.0 98.6 82.9 98.9 82.4 24 2011 6453.40 817 8015 91.5 91.4 83.2 90.2 82.8 25 2012 5682.67 817 7161 81.5 85.5 83.3 79.2 82.6 26 2013 5656.62 817 7141 81.5 80.6 83.2 79.0 82.5 27 2014 6873.54 817 8760 100.0 99.9 83.8 96.0 83.0 28 2015 6288.54 817 8001 91.3 90.7 84.1 87.9 83.2 29 2016 5038.39 817 6291 71.6 71.4 83.6 70.2 82.7 30 2017 6992.50 817 8760 100.0 99.7 84.2 97.7 83.2 31 2018 4816.88 817 6123 69.9 67.1 83.6 67.3 82.7 32 2019 7082.00 817 8760 100.0 99.8 84.1 99.0 83.2 33 2020 4936.59 817 6141 69.9 68.7 83.6 68.8 82.8 34 2021 6880.50 817 8472 96.7 95.8 84.0 96.1 83.2 | BRUCE-8 | PHWR | CANDU 750B | Operational | 795 | 817 | 872 | 2690 | 205.89 | Ontario Power Generation | Bruce Power | 1979-07-30 | 1987-02-13 | 1987-03-07 | None | None | None | 1987-05-20 | 0.832 | 0.87 | 0.84 | 42
42 | CANADA | Year Electricity Supplied [GW.h] ... Load Factor [%] Year Electricity Supplied [GW.h] ... Annual Cumulative 0 1990 Data from a trial operation not provided ... Data from a trial operation not provided Data from a trial operation not provided 1 1991 2146.790 ... NaN NaN 2 1992 973.980 ... 75.5 75.5 3 1993 6016.230 ... 78.0 77.6 4 1994 6326.650 ... 82.0 79.6 5 1995 6853.270 ... 88.8 82.5 6 1996 5745.250 ... 74.2 80.5 7 1997 4765.080 ... 61.7 76.9 8 1998 6427.460 ... 83.3 77.9 9 1999 7175.130 ... 93.0 80.0 10 2000 6280.570 ... 81.2 80.2 11 2001 6980.800 ... 90.4 81.3 12 2002 6532.910 ... 84.6 81.6 13 2003 6562.380 ... 85.0 81.9 14 2004 5612.120 ... 72.5 81.2 15 2005 7366.260 ... 95.7 82.2 16 2006 6388.890 ... 83.1 82.3 17 2007 7412.620 ... 96.4 83.2 18 2008 6125.270 ... 79.4 83.0 19 2009 6870.240 ... 89.3 83.4 20 2010 7244.930 ... 94.2 84.0 21 2011 6256.800 ... 81.4 83.8 22 2012 7256.400 ... 94.1 84.3 23 2013 7454.010 ... 96.9 84.9 24 2014 5818.570 ... 75.6 84.5 25 2015 5480.950 ... 71.3 83.9 26 2016 7570.790 ... 98.2 84.5 27 2017 4638.420 ... 60.3 83.6 28 2018 7477.900 ... 97.2 84.1 29 2019 7619.170 ... 99.1 84.6 30 2020 7565.810 ... 98.1 85.1 31 2021 5603.750 ... 72.9 84.7 [32 rows x 9 columns] | DARLINGTON-1 | PHWR | CANDU 850 | Operational | 881 | 878 | 934 | 2776 | 195.11 | Ontario Power Generation | Ontario Power Generation | 1982-04-01 | 1990-10-29 | 1990-12-19 | None | None | None | 1992-11-14 | 0.847 | 0.887 | 0.851 | 43
43 | CANADA | Year Electricity Supplied [GW.h] Reference Unit Power [MW] Annual Time On Line [h] Operation Factor [%] Energy Availability Factor [%] Load Factor [%] Year Electricity Supplied [GW.h] Reference Unit Power [MW] Annual Time On Line [h] Operation Factor [%] Annual Cumulative Annual Cumulative 0 1990 1153.47 881 1608 80.7 64.9 64.9 65.7 65.7 1 1991 51.48 881 102 1.2 0.7 12.6 0.7 12.7 2 1992 1290.16 881 2418 27.5 16.7 14.4 16.7 14.5 3 1993 6370.16 881 7594 86.7 82.7 35.6 82.5 35.6 4 1994 6750.76 881 8069 92.1 88.5 48.1 87.5 47.8 5 1995 6952.96 881 8104 92.5 90.6 56.2 90.1 55.9 6 1996 6705.75 881 7752 88.2 87.2 61.2 86.6 60.9 7 1997 4710.39 881 7069 80.7 61.5 61.3 61.0 60.9 8 1998 6227.93 881 7492 85.5 80.7 63.6 80.7 63.3 9 1999 6469.08 881 7824 89.3 83.8 65.8 83.8 65.5 10 2000 6885.42 881 8221 93.6 89.0 68.1 89.0 67.8 11 2001 5826.45 881 7030 80.2 75.5 68.7 75.5 68.5 12 2002 7268.93 881 8627 98.5 94.2 70.8 94.2 70.6 13 2003 6084.10 881 7245 82.7 79.3 71.5 78.8 71.2 14 2004 7038.38 881 8737 99.5 91.4 72.9 91.0 72.6 15 2005 6056.21 878 7031 80.3 78.9 73.3 78.7 73.0 16 2006 7548.39 878 8745 99.8 98.6 74.8 98.1 74.6 17 2007 6364.83 878 7327 83.6 82.8 75.3 82.8 75.0 18 2008 7560.94 878 8696 99.0 98.2 76.5 98.0 76.3 19 2009 6745.27 878 7769 88.7 87.7 77.1 87.7 76.9 20 2010 6234.30 878 7248 82.7 81.1 77.3 81.1 77.1 21 2011 7503.51 878 8719 99.5 97.7 78.3 97.6 78.0 22 2012 7157.95 878 8467 96.4 93.0 78.9 92.8 78.7 23 2013 5138.76 878 6131 70.0 67.0 78.4 66.8 78.2 24 2014 7412.53 878 8522 97.3 96.4 79.2 96.4 79.0 25 2015 6405.95 878 7428 84.8 83.4 79.3 83.3 79.1 26 2016 5728.84 878 6793 77.3 74.4 79.1 74.3 78.9 27 2017 0.00 878 0 0.0 0.0 76.2 0.0 76.0 28 2018 0.00 878 0 0.0 0.0 73.5 0.0 73.4 29 2019 0.00 878 0 0.0 0.0 71.0 0.0 70.8 30 2020 4218.91 878 5144 58.6 54.7 70.5 54.7 70.3 31 2021 7158.02 878 8568 97.8 93.5 71.2 93.1 71.0 | DARLINGTON-2 | PHWR | CANDU 850 | Operational | 881 | 878 | 934 | 2776 | 172.71 | Ontario Power Generation | Ontario Power Generation | 1981-09-01 | 1989-11-05 | 1990-01-15 | None | None | None | 1990-10-09 | 0.71 | 0.747 | 0.712 | 44
44 | CANADA | Year Electricity Supplied [GW.h] ... Load Factor [%] Year Electricity Supplied [GW.h] ... Annual Cumulative 0 1992 Data from a trial operation not provided ... Data from a trial operation not provided Data from a trial operation not provided 1 1993 6003.390 ... 85.0 85.0 2 1994 6528.540 ... 84.6 84.8 3 1995 7061.530 ... 91.5 87.1 4 1996 7391.570 ... 95.5 89.2 5 1997 4010.780 ... 52.0 81.7 6 1998 7244.910 ... 93.9 83.7 7 1999 5629.080 ... 72.9 82.2 8 2000 6517.020 ... 84.2 82.4 9 2001 6577.970 ... 85.2 82.7 10 2002 6371.770 ... 82.6 82.7 11 2003 6827.190 ... 88.5 83.2 12 2004 6601.580 ... 85.3 83.4 13 2005 7562.050 ... 98.2 84.6 14 2006 5573.100 ... 72.5 83.7 15 2007 7221.130 ... 93.9 84.4 16 2008 7654.590 ... 99.2 85.3 17 2009 5657.160 ... 73.6 84.6 18 2010 7500.900 ... 97.5 85.3 19 2011 7558.560 ... 98.3 86.0 20 2012 6377.610 ... 82.7 85.8 21 2013 7334.600 ... 95.4 86.3 22 2014 7501.600 ... 97.5 86.8 23 2015 4992.100 ... 64.9 85.9 24 2016 6716.910 ... 87.1 85.9 25 2017 7219.880 ... 93.9 86.2 26 2018 5781.750 ... 75.2 85.8 27 2019 7026.630 ... 91.4 86.0 28 2020 4483.410 ... 58.1 85.0 29 2021 0.000 ... 0.0 82.1 [30 rows x 9 columns] | DARLINGTON-3 | PHWR | CANDU 850 | Operational | 881 | 878 | 934 | 2776 | 183.26 | Ontario Power Generation | Ontario Power Generation | 1984-09-01 | 1992-11-09 | 1992-12-07 | None | None | None | 1993-02-14 | 0.821 | 0.849 | 0.824 | 45
45 | CANADA | Year Electricity Supplied [GW.h] Reference Unit Power [MW] Annual Time On Line [h] Operation Factor [%] Energy Availability Factor [%] Load Factor [%] Year Electricity Supplied [GW.h] Reference Unit Power [MW] Annual Time On Line [h] Operation Factor [%] Annual Cumulative Annual Cumulative 0 1993 3528.78 881 4447 70.4 73.9 73.9 67.6 67.6 1 1994 7038.67 881 8143 93.0 91.8 85.2 91.2 82.5 2 1995 6750.56 881 7751 88.5 87.7 86.2 87.5 84.4 3 1996 6105.35 881 7023 80.0 79.1 84.2 78.9 82.9 4 1997 5069.64 881 7428 84.8 65.7 80.2 65.7 79.1 5 1998 6520.88 881 7699 87.9 84.5 81.0 84.5 80.1 6 1999 6216.13 881 7431 84.8 80.6 80.9 80.6 80.2 7 2000 6975.02 881 8219 93.6 90.1 82.1 90.1 81.5 8 2001 6836.35 881 8037 91.8 88.6 82.9 88.6 82.3 9 2002 7449.79 881 8760 100.0 96.5 84.3 96.5 83.8 10 2003 5428.86 881 6320 72.2 70.6 83.0 70.3 82.5 11 2004 7321.13 881 8451 96.2 94.6 84.0 94.6 83.6 12 2005 6569.70 878 7617 87.0 85.6 84.1 85.4 83.7 13 2006 7449.44 878 8541 97.5 96.5 85.0 96.9 84.7 14 2007 6210.23 878 7170 81.8 80.8 84.8 80.7 84.4 15 2008 7525.46 878 8652 98.5 97.4 85.6 97.6 85.2 16 2009 6836.15 878 7892 90.1 88.7 85.8 88.9 85.5 17 2010 5633.65 878 6612 75.5 73.3 85.0 73.2 84.8 18 2011 7617.80 878 8760 100.0 98.9 85.8 99.0 85.5 19 2012 7557.72 878 8725 99.3 97.9 86.4 98.0 86.2 20 2013 5237.45 878 6132 70.0 68.2 85.5 68.1 85.3 21 2014 7302.71 878 8476 96.8 95.2 86.0 95.0 85.7 22 2015 6532.11 878 7490 85.5 84.7 85.9 84.9 85.7 23 2016 5774.65 878 6678 76.0 74.7 85.4 74.9 85.2 24 2017 7593.09 878 8684 99.1 98.1 86.0 98.7 85.8 25 2018 6993.41 878 8105 92.5 90.7 86.1 90.9 86.0 26 2019 5423.69 878 6248 71.3 70.1 85.5 70.5 85.4 27 2020 7294.39 878 8784 100.0 94.3 85.8 94.6 85.7 28 2021 5970.37 878 6865 78.4 77.2 85.6 77.6 85.5 | DARLINGTON-4 | PHWR | CANDU 850 | Operational | 881 | 878 | 934 | 2776 | 188.96 | Ontario Power Generation | Ontario Power Generation | 1985-07-01 | 1993-03-13 | 1993-04-17 | None | None | None | 1993-06-14 | 0.855 | 0.879 | 0.856 | 46
46 | CANADA | Year Electricity Supplied [GW.h] ... Load Factor [%] Year Electricity Supplied [GW.h] ... Annual Cumulative 0 1971 Data from a trial operation not provided ... Data from a trial operation not provided Data from a trial operation not provided 1 1972 699.900 ... 39.8 39.8 2 1973 0.000 ... 0.0 16.2 3 1974 0.000 ... 0.0 10.2 4 1975 0.000 ... 0.0 7.5 5 1976 0.000 ... 0.0 5.9 6 1977 37.700 ... 4.1 5.7 [7 rows x 9 columns] | GENTILLY-1 | HWLWR | HW BLWR 250 | Permanent Shutdown | 250 | 250 | 266 | 792 | 0.84 | Canadian Nuclear Laboratories Limited | None | 1966-09-01 | 1970-11-12 | 1971-04-05 | None | None | 1977-06-01 | 1972-05-01 | 0.057 | 0.075 | 0.058 | 47
48 | CANADA | Year Electricity Supplied [GW.h] ... Load Factor [%] Year Electricity Supplied [GW.h] ... Annual Cumulative 0 1971 2302.300 ... 80.4 80.4 1 1972 2207.900 ... 48.9 58.2 2 1973 4222.400 ... 92.3 72.4 3 1974 3232.000 ... 72.0 72.3 4 1975 3592.800 ... 80.3 74.1 5 1976 4169.700 ... 92.6 77.5 6 1977 3852.800 ... 85.8 78.8 7 1978 4273.700 ... 95.0 81.0 8 1979 3781.400 ... 82.9 81.2 9 1980 3356.900 ... 74.2 80.4 10 1981 3947.700 ... 87.5 81.1 11 1982 3499.300 ... 77.6 80.8 12 1983 3070.800 ... 68.1 79.8 13 1984 0.000 ... 0.0 73.8 14 1985 0.000 ... 0.0 68.7 15 1986 0.000 ... 0.0 64.3 16 1987 832.790 ... 18.5 61.5 17 1988 3986.480 ... 88.1 63.0 18 1989 3222.130 ... 71.4 63.5 19 1990 3041.750 ... 67.4 63.7 20 1991 3051.080 ... 67.6 63.9 21 1992 2919.960 ... 64.6 63.9 22 1993 3451.160 ... 76.5 64.4 23 1994 897.640 ... 19.9 62.6 24 1995 2013.230 ... 44.6 61.8 25 1996 3011.760 ... 66.6 62.0 26 1997 3950.800 ... 88.5 63.0 27 1998 Data Not Available - Suspended Operation ... Data Not Available - Suspended Operation Data Not Available - Suspended Operation 28 1999 " ... " " 29 2000 " ... " " 30 2001 " ... " " 31 2002 " ... " " 32 2003 " ... " " 33 2004 " ... " " 34 2005 584.960 ... 51.4 62.9 35 2006 3470.490 ... 76.9 63.4 36 2007 1750.260 ... 38.8 62.5 37 2008 2792.100 ... 61.7 62.5 38 2009 4108.770 ... 91.1 63.4 39 2010 2376.130 ... 52.7 63.1 40 2011 3669.170 ... 81.3 63.7 41 2012 2912.370 ... 64.4 63.7 42 2013 2074.980 ... 46.0 63.2 43 2014 3871.290 ... 85.8 63.8 44 2015 2599.850 ... 57.6 63.6 45 2016 4212.670 ... 93.1 64.4 46 2017 2608.490 ... 57.8 64.2 47 2018 4206.180 ... 93.2 65.0 48 2019 4299.590 ... 95.3 65.7 49 2020 2244.060 ... 49.6 65.3 50 2021 4183.000 ... 92.7 66.0 [51 rows x 9 columns] | PICKERING-1 | PHWR | CANDU 500A | Operational | 508 | 515 | 542 | 1744 | 127.76 | Ontario Power Generation | Ontario Power Generation | 1966-06-01 | 1971-02-25 | 1971-04-04 | 1997-12-31 | 2005-09-26 | None | 1971-07-29 | 0.66 | 0.694 | 0.68 | 49
49 | CANADA | Year Electricity Supplied [GW.h] ... Load Factor [%] Year Electricity Supplied [GW.h] ... Annual Cumulative 0 1971 659.900 ... NaN NaN 1 1972 2554.200 ... 56.6 56.6 2 1973 3174.100 ... 69.4 63.0 3 1974 3967.000 ... 88.4 71.4 4 1975 3869.600 ... 86.0 75.0 5 1976 4202.200 ... 93.3 78.7 6 1977 4099.600 ... 91.3 80.8 7 1978 3797.600 ... 84.4 81.3 8 1979 3873.400 ... 84.9 81.8 9 1980 3766.800 ... 83.3 81.9 10 1981 3807.200 ... 84.4 82.2 11 1982 4121.900 ... 91.4 83.0 12 1983 2620.100 ... 58.1 80.9 13 1984 0.000 ... 0.0 74.7 14 1985 0.000 ... 0.0 69.4 15 1986 0.000 ... 0.0 64.7 16 1987 0.000 ... 0.0 60.7 17 1988 650.300 ... 14.4 58.0 18 1989 3360.260 ... 74.5 58.9 19 1990 2931.110 ... 65.0 59.2 20 1991 3274.250 ... 72.6 59.9 21 1992 4096.100 ... 90.6 61.3 22 1993 4276.360 ... 94.8 62.9 23 1994 3897.170 ... 86.4 63.9 24 1995 0.000 ... 0.0 61.2 25 1996 1287.790 ... 28.5 59.9 26 1997 3105.310 ... 69.2 60.3 27 1998 Data Not Available - Suspended Operation ... Data Not Available - Suspended Operation Data Not Available - Suspended Operation 28 1999 " ... " " 29 2000 " ... " " 30 2001 " ... " " 31 2002 " ... " " 32 2003 " ... " " 33 2004 " ... " " 34 2005 " ... " " 35 2006 " ... " " 36 2007 " ... " " [37 rows x 9 columns] | PICKERING-2 | PHWR | CANDU 500A | Permanent Shutdown | 508 | 515 | 542 | 1744 | 71.39 | Ontario Power Generation | Ontario Power Generation | 1966-09-01 | 1971-09-15 | 1971-10-06 | 1997-12-31 | 2007-05-28 | 2007-05-28 | 1971-12-30 | 0.603 | 0.625 | 0.624 | 50
50 | CANADA | Year Electricity Supplied [GW.h] ... Load Factor [%] Year Electricity Supplied [GW.h] ... Annual Cumulative 0 1972 1283.400 ... 35.6 35.6 1 1973 3888.400 ... 85.0 66.9 2 1974 1946.000 ... 43.3 57.8 3 1975 2606.400 ... 58.0 57.9 4 1976 4220.100 ... 93.7 65.7 5 1977 4304.800 ... 95.9 71.1 6 1978 3692.000 ... 82.1 72.7 7 1979 3619.100 ... 79.4 73.6 8 1980 4158.600 ... 91.9 75.8 9 1981 4018.500 ... 89.1 77.1 10 1982 3896.800 ... 86.4 78.0 11 1983 3834.100 ... 85.0 78.6 12 1984 3692.870 ... 81.6 78.9 13 1985 2782.120 ... 61.7 77.6 14 1986 3173.890 ... 70.4 77.1 15 1987 3448.350 ... 76.4 77.0 16 1988 3821.480 ... 84.5 77.5 17 1989 1717.890 ... 38.1 75.3 18 1990 0.000 ... 0.0 71.2 19 1991 1554.170 ... 34.4 69.3 20 1992 4054.610 ... 89.6 70.3 21 1993 3419.840 ... 75.8 70.6 22 1994 4120.360 ... 91.3 71.5 23 1995 2698.570 ... 59.8 71.0 24 1996 1099.260 ... 24.3 69.1 25 1997 2943.980 ... 66.0 69.0 26 1998 Data Not Available - Suspended Operation ... Data Not Available - Suspended Operation Data Not Available - Suspended Operation 27 1999 " ... " " 28 2000 " ... " " 29 2001 " ... " " 30 2002 " ... " " 31 2003 " ... " " 32 2004 " ... " " 33 2005 " ... " " 34 2006 " ... " " 35 2007 " ... " " 36 2008 " ... " " [37 rows x 9 columns] | PICKERING-3 | PHWR | CANDU 500A | Permanent Shutdown | 508 | 515 | 542 | 1744 | 80.00 | Ontario Power Generation | Ontario Power Generation | 1967-12-01 | 1972-04-24 | 1972-05-03 | 1997-12-29 | 2008-10-31 | 2008-10-31 | 1972-06-01 | 0.69 | 0.708 | 0.707 | 51
51 | CANADA | Year Electricity Supplied [GW.h] ... Load Factor [%] Year Electricity Supplied [GW.h] ... Annual Cumulative 0 1973 2226.600 ... 90.4 90.4 1 1974 4221.000 ... 94.0 92.8 2 1975 1094.200 ... 24.4 65.7 3 1976 3089.000 ... 68.6 66.5 4 1977 4107.200 ... 91.5 72.0 5 1978 4033.900 ... 89.7 75.2 6 1979 4102.200 ... 89.9 77.5 7 1980 3700.500 ... 81.8 78.1 8 1981 4142.000 ... 91.8 79.7 9 1982 4137.900 ... 91.7 81.0 10 1983 4170.200 ... 92.4 82.1 11 1984 3733.300 ... 82.5 82.1 12 1985 3438.860 ... 76.2 81.6 13 1986 3687.370 ... 81.7 81.6 14 1987 3770.410 ... 83.6 81.8 15 1988 3166.170 ... 70.0 81.0 16 1989 2255.490 ... 50.0 79.1 17 1990 1070.830 ... 23.7 76.0 18 1991 2130.760 ... 47.2 74.4 19 1992 0.000 ... 0.0 70.6 20 1993 3309.630 ... 73.4 70.7 21 1994 4009.640 ... 88.9 71.6 22 1995 2806.960 ... 62.2 71.2 23 1996 1134.910 ... 25.1 69.2 24 1997 0.000 ... 0.0 66.4 25 1998 Data Not Available - Suspended Operation ... Data Not Available - Suspended Operation Data Not Available - Suspended Operation 26 1999 " ... " " 27 2000 " ... " " 28 2001 " ... " " 29 2002 " ... " " 30 2003 844.810 ... 72.3 66.4 31 2004 3266.760 ... 72.2 66.6 32 2005 2996.450 ... 66.4 66.6 33 2006 2976.540 ... 66.0 66.6 34 2007 1959.140 ... 43.4 65.8 35 2008 3656.450 ... 80.8 66.3 36 2009 1620.170 ... 35.9 65.3 37 2010 3203.510 ... 71.0 65.5 38 2011 2401.120 ... 53.2 65.1 39 2012 3310.830 ... 73.2 65.4 40 2013 3884.540 ... 86.1 66.0 41 2014 2853.530 ... 63.2 65.9 42 2015 4266.310 ... 94.6 66.7 43 2016 2455.220 ... 54.3 66.4 44 2017 3961.100 ... 87.8 66.9 45 2018 2792.320 ... 61.9 66.8 46 2019 4421.440 ... 98.0 67.5 47 2020 2755.540 ... 60.9 67.4 48 2021 4286.990 ... 95.0 68.0 [49 rows x 9 columns] | PICKERING-4 | PHWR | CANDU 500A | Operational | 508 | 515 | 542 | 1744 | 131.83 | Ontario Power Generation | Ontario Power Generation | 1968-05-01 | 1973-05-16 | 1973-05-21 | 1998-01-02 | 2003-09-21 | None | 1973-06-17 | 0.68 | 0.711 | 0.682 | 52
52 | CANADA | Year Electricity Supplied [GW.h] ... Load Factor [%] Year Electricity Supplied [GW.h] ... Annual Cumulative 0 1977 1860.700 ... 88.0 88.0 1 1978 4152.600 ... 64.2 70.1 2 1979 5018.800 ... 76.6 72.9 3 1980 5597.500 ... 86.1 76.9 4 1981 6253.300 ... 96.5 81.4 5 1982 5914.900 ... 91.2 83.2 6 1983 5802.800 ... 89.5 84.2 7 1984 6457.620 ... 99.4 86.3 8 1985 6417.450 ... 94.8 87.4 9 1986 4398.020 ... 65.2 84.9 10 1987 4087.070 ... 55.0 81.7 11 1988 4642.660 ... 62.3 79.8 12 1989 5094.780 ... 68.6 78.8 13 1990 2451.130 ... 33.0 75.0 14 1991 2394.450 ... 32.2 71.8 15 1992 4546.540 ... 61.0 71.0 16 1993 3389.200 ... 45.6 69.4 17 1994 3849.030 ... 51.8 68.3 18 1995 3531.450 ... 47.5 67.1 19 1996 4326.400 ... 58.1 66.6 20 1997 1383.580 ... 23.5 64.8 21 1998 Data Not Available - Suspended Operation ... Data Not Available - Suspended Operation Data Not Available - Suspended Operation 22 1999 " ... " " 23 2000 " ... " " 24 2001 " ... " " 25 2002 " ... " " 26 2003 " ... " " 27 2004 " ... " " 28 2005 " ... " " 29 2006 " ... " " 30 2007 " ... " " 31 2008 " ... " " 32 2009 " ... " " 33 2010 " ... " " 34 2012 743.650 ... 42.9 64.5 35 2013 5257.070 ... 77.7 65.1 36 2014 5630.950 ... 83.3 65.9 37 2015 5816.970 ... 87.4 66.8 38 2016 6122.170 ... 91.7 67.8 39 2017 6434.230 ... 96.6 68.9 40 2018 5424.380 ... 81.5 69.3 41 2019 6720.150 ... 100.9 70.4 42 2020 6658.490 ... 97.9 71.4 43 2021 5613.000 ... 82.8 71.8 [44 rows x 9 columns] | BRUCE-1 | PHWR | CANDU 791 | Operational | 732 | 774 | 868 | 2620 | 145.99 | Ontario Power Generation | Bruce Power | 1971-06-01 | 1976-12-17 | 1977-01-14 | 1997-10-16 | 2012-09-19 | None | 1977-09-01 | 0.718 | 0.806 | 0.723 | 53
53 | CANADA | Year Electricity Supplied [GW.h] ... Load Factor [%] Year Electricity Supplied [GW.h] ... Annual Cumulative 0 1976 Data from a trial operation not provided ... Data from a trial operation not provided Data from a trial operation not provided 1 1977 1696.800 ... 80.3 80.3 2 1978 3603.800 ... 55.8 61.8 3 1979 4408.800 ... 67.3 64.2 4 1980 6074.900 ... 93.5 73.0 5 1981 5795.100 ... 89.4 76.8 6 1982 4432.400 ... 68.4 75.2 7 1983 6112.800 ... 94.3 78.2 8 1984 6223.900 ... 95.8 80.6 9 1985 4979.300 ... 72.8 79.6 10 1986 4257.630 ... 57.3 76.9 11 1987 3781.400 ... 50.9 74.1 12 1988 4971.250 ... 66.7 73.4 13 1989 1316.310 ... 17.7 68.5 14 1990 2578.320 ... 34.7 65.8 15 1991 4483.480 ... 60.4 65.4 16 1992 353.880 ... 4.8 61.1 17 1993 3016.810 ... 40.6 59.8 18 1994 3882.470 ... 52.3 59.3 19 1995 3791.000 ... 66.3 59.6 20 1996 Data Not Available - Suspended Operation ... Data Not Available - Suspended Operation Data Not Available - Suspended Operation 21 1997 " ... " " 22 1998 " ... " " 23 1999 " ... " " 24 2000 " ... " " 25 2001 " ... " " 26 2002 " ... " " 27 2003 " ... " " 28 2004 " ... " " 29 2005 " ... " " 30 2006 " ... " " 31 2007 " ... " " 32 2008 " ... " " 33 2009 " ... " " 34 2010 " ... " " 35 2012 1039.200 ... 85.4 59.8 36 2013 5607.650 ... 87.2 61.2 37 2014 4910.320 ... 76.4 61.8 38 2015 6365.710 ... 99.6 63.5 39 2016 4804.600 ... 73.2 63.9 40 2017 6482.560 ... 97.4 65.3 41 2018 5989.710 ... 90.0 66.3 42 2019 5766.960 ... 86.6 67.0 43 2020 6717.440 ... 98.4 68.2 44 2021 6797.000 ... 99.9 69.4 [45 rows x 9 columns] | BRUCE-2 | PHWR | CANDU 791 | Operational | 732 | 777 | 836 | 2620 | 130.24 | Ontario Power Generation | Bruce Power | 1970-12-01 | 1976-07-27 | 1976-09-04 | 1995-10-08 | 2012-10-16 | None | 1977-09-01 | 0.694 | 0.764 | 0.699 | 54
54 | SWITZERLAND | Year Electricity Supplied [GW.h] Reference Unit Power [MW] Annual Time On Line [h] ... Energy Availability Factor [%] Load Factor [%] Year Electricity Supplied [GW.h] Reference Unit Power [MW] Annual Time On Line [h] ... Annual Cumulative Annual Cumulative 0 1969 Data Not Provided Data Not Provided Data Not Provided ... Data Not Provided Data Not Provided Data Not Provided Data Not Provided 1 1970 1947.000 364 5917 ... 61.0 61.0 61.1 61.1 2 1971 1700.500 364 5123 ... 59.0 60.0 53.3 57.2 3 1972 1402.900 280 5391 ... 61.3 60.4 57.0 57.2 4 1973 1655.000 350 6654 ... 71.6 63.3 54.0 56.3 5 1974 2346.700 350 7177 ... 78.1 66.3 76.5 60.5 6 1975 2490.900 350 7490 ... 81.2 68.8 81.2 64.0 7 1976 2548.100 350 7530 ... 83.5 71.0 82.9 66.8 8 1977 2596.300 350 7592 ... 85.2 72.8 84.7 69.0 9 1978 2761.900 350 8031 ... 89.5 74.6 90.1 71.4 10 1979 2658.800 350 7746 ... 86.1 75.8 86.7 73.0 11 1980 2650.500 350 7682 ... 85.7 76.7 86.2 74.2 12 1981 2569.700 350 7486 ... 83.5 77.3 83.8 75.0 13 1982 2566.900 350 7553 ... 83.5 77.8 83.7 75.7 14 1983 2551.700 350 7546 ... 83.5 78.2 83.2 76.2 15 1984 2732.940 350 8001 ... 88.8 78.9 88.9 77.1 16 1985 2634.260 350 7906 ... 86.0 79.4 85.9 77.6 17 1986 2496.270 350 7403 ... 81.6 79.5 81.4 77.8 18 1987 2486.260 350 7256 ... 80.7 79.6 81.1 78.0 19 1988 2566.550 350 7499 ... 83.0 79.7 83.5 78.3 20 1989 2433.150 350 7062 ... 78.6 79.7 79.4 78.4 21 1990 2562.480 350 7506 ... 84.4 79.9 83.6 78.6 22 1991 2495.260 350 7430 ... 83.5 80.1 81.4 78.7 23 1992 2477.390 350 7303 ... 81.7 80.1 80.6 78.8 24 1993 2158.430 350 6241 ... 69.4 79.7 70.4 78.5 25 1994 2686.880 350 7610 ... 85.0 79.9 87.6 78.8 26 1995 2850.460 350 7993 ... 90.2 80.3 93.0 79.4 27 1996 2753.180 365 7704 ... 86.8 80.5 88.6 79.7 28 1997 2708.210 365 7731 ... 85.1 80.7 84.7 79.9 29 1998 3183.130 365 8760 ... 99.8 81.4 99.6 80.6 30 1999 2841.270 365 8074 ... 88.6 81.6 88.9 80.9 31 2000 2539.200 365 7113 ... 78.3 81.5 79.2 80.8 32 2001 3090.180 365 8504 ... 96.8 82.0 96.6 81.4 33 2002 2908.780 365 8000 ... 91.0 82.3 91.0 81.7 34 2003 3061.760 365 8494 ... 96.2 82.7 95.8 82.1 35 2004 2801.170 365 7758 ... 87.4 82.9 87.4 82.2 36 2005 3095.960 365 8491 ... 96.6 83.3 96.8 82.7 37 2006 2950.680 365 8114 ... 92.2 83.5 92.3 82.9 38 2007 3081.340 365 8486 ... 96.7 83.9 96.4 83.3 39 2008 2956.580 365 8143 ... 92.4 84.1 92.2 83.5 40 2009 3067.330 365 8460 ... 96.3 84.4 95.9 83.9 41 2010 2673.990 365 7347 ... 83.7 84.4 83.6 83.8 42 2011 3067.130 365 8458 ... 96.4 84.7 95.9 84.2 43 2012 2724.730 365 7508 ... 85.3 84.7 85.0 84.2 44 2013 3078.450 365 8473 ... 96.6 85.0 96.3 84.4 45 2014 2920.610 365 8047 ... 91.6 85.1 91.3 84.6 46 2015 628.540 365 1715 ... 19.6 83.7 19.7 83.2 47 2016 0.000 365 0 ... 0.0 81.8 0.0 81.3 48 2017 0.000 365 0 ... 0.0 80.1 0.0 79.6 49 2018 2483.690 365 6897 ... 77.3 80.0 77.7 79.6 50 2019 2854.840 365 7851 ... 88.6 80.2 89.3 79.8 51 2020 2784.660 365 7661 ... 86.2 80.3 86.8 79.9 52 2021 3071.240 365 8449 ... 95.6 80.6 96.0 80.2 [53 rows x 9 columns] | BEZNAU-1 | PWR | WH 2LP | Operational | 350 | 365 | 380 | 1130 | 130.59 | Kernkraftwerk Beznau CH-5312 Döttingen | Kernkraftwerk Beznau CH-5312 Döttingen | 1965-09-01 | 1969-06-30 | 1969-07-17 | None | None | None | 1969-12-09 | 0.802 | 0.821 | 0.806 | 55
55 | SWITZERLAND | Year Electricity Supplied [GW.h] ... Load Factor [%] Year Electricity Supplied [GW.h] ... Annual Cumulative 0 1971 Data from a trial operation not provided ... Data from a trial operation not provided Data from a trial operation not provided 1 1972 860.100 ... 82.0 82.0 2 1973 2011.600 ... 75.0 76.1 3 1974 1846.200 ... 68.9 72.8 4 1975 2344.100 ... 87.4 77.4 5 1976 2355.200 ... 87.6 79.8 6 1977 2429.300 ... 86.7 81.2 7 1978 2465.700 ... 88.0 82.3 8 1979 2473.900 ... 88.2 83.2 9 1980 2482.400 ... 88.3 83.8 10 1981 2539.000 ... 89.5 84.5 11 1982 2663.300 ... 93.3 85.4 12 1983 2564.300 ... 89.8 85.8 13 1984 2527.170 ... 88.2 86.0 14 1985 2500.660 ... 88.2 86.1 15 1986 2114.470 ... 74.0 85.3 16 1987 2464.950 ... 86.3 85.3 17 1988 2497.600 ... 87.2 85.5 18 1989 2297.500 ... 81.0 85.2 19 1990 2477.890 ... 87.3 85.3 20 1991 2415.070 ... 85.4 85.3 21 1992 2413.450 ... 85.1 85.3 22 1993 2568.470 ... 86.5 85.4 23 1994 2643.110 ... 85.0 85.3 24 1995 2668.960 ... 85.8 85.4 25 1996 2649.030 ... 85.0 85.4 26 1997 2549.150 ... 82.0 85.2 27 1998 2659.690 ... 85.5 85.2 28 1999 2702.820 ... 86.9 85.3 29 2000 2817.030 ... 90.3 85.5 30 2001 2768.730 ... 89.0 85.6 31 2002 2828.210 ... 91.0 85.8 32 2003 2744.240 ... 88.2 85.9 33 2004 2906.120 ... 93.2 86.1 34 2005 2855.320 ... 91.8 86.3 35 2006 2882.880 ... 92.7 86.5 36 2007 2900.360 ... 93.3 86.7 37 2008 2973.260 ... 95.4 87.0 38 2009 2983.630 ... 91.3 87.1 39 2010 3008.810 ... 92.1 87.2 40 2011 2495.890 ... 76.4 86.9 41 2012 2971.320 ... 90.7 87.0 42 2013 2919.480 ... 89.4 87.1 43 2014 3014.590 ... 92.3 87.2 44 2015 2934.180 ... 89.8 87.3 45 2016 2946.090 ... 89.9 87.4 46 2017 3004.030 ... 91.9 87.5 47 2018 2970.390 ... 90.9 87.6 48 2019 3124.950 ... 98.6 87.8 [49 rows x 9 columns] | MUEHLEBERG | BWR | BWR-4 | Permanent Shutdown | 306 | 373 | 390 | 1097 | 122.46 | BKW ENERGIE AG | BKW ENERGIE AG | 1967-03-01 | 1971-03-08 | 1971-07-01 | None | None | 2019-12-20 | 1972-11-06 | 0.878 | 0.904 | 0.874 | 56
56 | SWITZERLAND | Year Electricity Supplied [GW.h] Reference Unit Power [MW] Annual Time On Line [h] Operation Factor [%] Energy Availability Factor [%] Load Factor [%] Year Electricity Supplied [GW.h] Reference Unit Power [MW] Annual Time On Line [h] Operation Factor [%] Annual Cumulative Annual Cumulative 0 1971 211.70 291 1012 92.7 94.6 94.6 80.8 80.8 1 1972 2618.50 364 7624 86.8 82.7 83.4 81.9 81.8 2 1973 2220.70 350 7042 80.4 78.4 81.1 72.4 77.4 3 1974 2527.80 350 7607 86.8 83.5 81.9 82.4 79.0 4 1975 2547.00 350 7503 85.6 83.0 82.2 83.1 80.0 5 1976 2652.20 350 7777 88.5 86.6 83.0 86.3 81.2 6 1977 2690.90 350 7758 88.6 85.6 83.4 87.8 82.3 7 1978 2753.10 350 7888 90.0 86.7 83.9 89.8 83.4 8 1979 2700.00 350 7835 89.4 86.7 84.2 88.1 83.9 9 1980 2559.00 350 7279 82.9 81.0 83.9 83.2 83.8 10 1981 2768.80 350 7868 89.8 88.8 84.4 90.3 84.5 11 1982 2722.10 350 7811 89.2 87.6 84.7 88.8 84.9 12 1983 2790.50 350 7977 91.1 89.6 85.1 91.0 85.4 13 1984 2724.21 350 7874 89.6 87.5 85.3 88.6 85.6 14 1985 2629.06 350 7647 87.3 85.0 85.2 85.8 85.6 15 1986 2769.81 350 7983 91.1 90.2 85.6 90.3 86.0 16 1987 2527.62 350 7535 86.0 82.4 85.4 82.4 85.7 17 1988 2630.19 350 7604 86.6 84.5 85.3 85.6 85.7 18 1989 2643.34 350 7614 86.9 85.1 85.3 86.2 85.8 19 1990 2636.07 350 7568 86.4 85.2 85.3 86.0 85.8 20 1991 2619.53 350 7551 86.2 84.5 85.3 85.4 85.7 21 1992 2375.90 350 6836 77.8 76.3 84.8 77.3 85.3 22 1993 2650.93 350 7517 85.8 84.9 84.8 86.5 85.4 23 1994 3062.80 350 8710 99.4 98.8 85.4 99.9 86.0 24 1995 2560.94 350 7247 82.7 82.6 85.3 83.5 85.9 25 1996 2754.10 357 7912 90.1 87.9 85.4 89.1 86.0 26 1997 3090.24 357 8732 99.7 99.5 86.0 98.8 86.5 27 1998 2717.82 357 7755 88.5 87.3 86.0 86.9 86.6 28 1999 2217.19 357 6322 72.2 70.3 85.4 70.9 86.0 29 2000 3071.03 365 8499 96.8 96.2 85.8 95.8 86.3 30 2001 2568.68 365 7107 81.1 80.7 85.7 80.3 86.1 31 2002 3012.01 365 8292 94.7 94.6 86.0 94.2 86.4 32 2003 2920.29 365 8070 92.1 91.8 86.2 91.3 86.6 33 2004 3099.37 365 8556 97.4 97.0 86.5 96.7 86.9 34 2005 2801.02 365 7728 88.2 87.8 86.5 87.6 86.9 35 2006 3073.23 365 8517 97.2 96.8 86.8 96.1 87.2 36 2007 2911.65 365 8063 92.0 91.5 87.0 91.1 87.3 37 2008 3073.36 365 8505 96.8 96.2 87.2 95.9 87.5 38 2009 2758.47 365 7615 86.9 86.6 87.2 86.3 87.5 39 2010 2856.53 365 7865 89.8 89.6 87.3 89.3 87.5 40 2011 2739.21 365 7564 86.4 86.1 87.2 85.7 87.5 41 2012 2793.97 365 7715 87.8 87.6 87.2 87.1 87.5 42 2013 2892.03 365 7968 91.0 90.8 87.3 90.4 87.6 43 2014 3053.52 365 8433 96.3 96.0 87.5 95.5 87.7 44 2015 2023.36 365 5611 64.0 63.2 87.0 63.3 87.2 45 2016 3048.37 365 8474 96.5 94.5 87.2 95.1 87.4 46 2017 2813.62 365 7735 88.3 87.4 87.2 88.0 87.4 47 2018 3057.41 365 8445 96.4 95.3 87.3 95.6 87.6 48 2019 2827.27 365 7790 88.9 88.0 87.4 88.4 87.6 49 2020 2956.04 365 8175 93.1 91.9 87.4 92.2 87.7 50 2021 2850.23 365 7871 89.8 89.1 87.5 89.1 87.7 | BEZNAU-2 | PWR | WH 2LP | Operational | 365 | 365 | 380 | 1130 | 137.43 | Kernkraftwerk Beznau CH-5312 Döttingen | Kernkraftwerk Beznau CH-5312 Döttingen | 1968-01-01 | 1971-10-16 | 1971-10-23 | None | None | None | 1972-03-04 | 0.877 | 0.887 | 0.875 | 57
57 | SWITZERLAND | Year Electricity Supplied [GW.h] Reference Unit Power [MW] Annual Time On Line [h] Operation Factor [%] Energy Availability Factor [%] Load Factor [%] Year Electricity Supplied [GW.h] Reference Unit Power [MW] Annual Time On Line [h] Operation Factor [%] Annual Cumulative Annual Cumulative 0 1979 3398.70 920 4724 97.1 93.2 93.2 93.2 93.2 1 1980 5935.70 920 6819 77.6 73.5 76.3 73.4 76.3 2 1981 6527.60 920 7523 85.9 80.7 78.3 81.0 78.4 3 1982 6436.10 920 7665 87.5 79.8 78.8 79.9 78.9 4 1983 6891.60 920 7790 88.9 86.2 80.6 85.5 80.5 5 1984 7134.78 900 8015 91.2 89.8 82.3 90.2 82.3 6 1985 6747.72 909 7789 88.9 84.6 82.7 84.7 82.7 7 1986 6754.54 941 7386 84.3 82.8 82.7 81.9 82.6 8 1987 6910.34 935 7521 85.9 84.4 82.9 84.4 82.8 9 1988 6858.97 936 7476 85.1 83.4 83.0 83.4 82.9 10 1989 6878.68 931 7514 85.8 84.3 83.1 84.3 83.0 11 1990 7131.49 929 7983 91.1 87.6 83.5 87.6 83.5 12 1991 7141.94 925 7918 90.4 88.1 83.9 88.1 83.8 13 1992 7406.91 944 8107 92.3 90.2 84.4 90.2 84.3 14 1993 7408.12 950 8075 92.2 88.9 84.7 89.0 84.7 15 1994 7661.09 947 8102 92.5 91.1 85.1 92.4 85.2 16 1995 7820.85 971 8109 92.6 91.1 85.5 92.0 85.6 17 1996 7928.35 986 8204 93.4 91.5 85.9 91.5 86.0 18 1997 7967.77 986 8189 93.5 91.6 86.2 92.2 86.4 19 1998 7839.73 986 8179 93.4 90.8 86.4 90.8 86.6 20 1999 7533.93 970 7887 90.0 88.8 86.6 88.7 86.7 21 2000 7804.26 970 8089 92.1 91.7 86.8 91.6 86.9 22 2001 7870.47 970 8206 93.7 92.6 87.1 92.6 87.2 23 2002 7853.30 970 8154 93.1 92.3 87.3 92.4 87.4 24 2003 7988.68 970 8291 94.6 93.9 87.6 94.0 87.7 25 2004 8015.60 970 8300 94.5 93.8 87.8 94.1 88.0 26 2005 7588.23 970 7754 88.5 88.0 87.9 89.3 88.0 27 2006 8099.10 970 8230 94.0 93.6 88.1 95.3 88.3 28 2007 8158.91 970 8313 94.9 94.6 88.3 96.0 88.6 29 2008 7964.01 970 8148 92.8 92.2 88.4 93.5 88.8 30 2009 8072.42 970 8267 94.4 94.0 88.6 95.0 89.0 31 2010 8029.09 970 8220 93.8 93.1 88.8 94.5 89.1 32 2011 7910.31 970 8122 92.7 92.0 88.9 93.1 89.3 33 2012 8073.93 985 8281 94.3 93.1 89.0 93.3 89.4 34 2013 6410.20 985 6491 74.1 73.4 88.5 74.3 88.9 35 2014 8021.58 1010 8029 91.7 90.8 88.6 91.8 89.0 36 2015 7971.20 1010 7980 91.1 90.3 88.7 90.1 89.0 37 2016 8233.25 1010 8232 93.7 92.6 88.8 92.8 89.2 38 2017 8154.30 1010 8148 93.0 92.0 88.9 92.2 89.2 39 2018 8172.01 1010 8244 94.1 92.1 89.0 92.4 89.3 40 2019 7743.07 1010 7835 89.4 87.4 88.9 87.5 89.3 41 2020 8249.56 1010 8360 95.2 92.9 89.0 93.0 89.4 42 2021 7819.83 1010 7900 90.2 88.2 89.0 88.4 89.4 | GOESGEN | PWR | PWR 3 Loop | Operational | 920 | 1010 | 1060 | 3002 | 313.35 | KERNKRAFTWERK GÖSGEN-DÄNIKEN AG | KERNKRAFTWERK GÖSGEN-DÄNIKEN AG | 1973-12-01 | 1979-01-20 | 1979-02-02 | None | None | None | 1979-11-01 | 0.894 | 0.907 | 0.89 | 58
58 | SWITZERLAND | Year Electricity Supplied [GW.h] Reference Unit Power [MW] Annual Time On Line [h] Operation Factor [%] Energy Availability Factor [%] Load Factor [%] Year Electricity Supplied [GW.h] Reference Unit Power [MW] Annual Time On Line [h] Operation Factor [%] Annual Cumulative Annual Cumulative 0 1984 2.21 1030 3361 100.0 100.0 100.0 0.1 0.1 1 1985 6769.30 950 7233 82.6 80.1 81.8 81.2 74.4 2 1986 7209.23 990 7668 87.5 83.2 82.5 85.9 79.9 3 1987 7376.42 990 7917 90.4 85.2 83.4 85.1 81.6 4 1988 7003.53 990 7536 85.8 80.0 82.6 80.5 81.4 5 1989 7364.21 990 7671 87.6 85.5 83.1 84.9 82.1 6 1990 7596.23 990 7905 90.2 89.8 84.3 87.6 83.0 7 1991 7060.30 990 7580 86.5 81.3 83.8 81.4 82.8 8 1992 7537.62 990 7986 90.9 86.4 84.2 86.7 83.2 9 1993 7338.05 990 7898 90.2 84.4 84.2 84.6 83.4 10 1994 6988.22 1030 7108 81.1 79.4 83.7 79.5 83.0 11 1995 7673.83 1030 7819 89.3 84.2 83.8 85.0 83.2 12 1996 7705.13 1030 7734 88.0 84.8 83.8 85.2 83.4 13 1997 7762.50 1030 7830 89.4 86.2 84.0 86.0 83.6 14 1998 8046.20 1030 8102 92.5 88.2 84.3 89.2 84.0 15 1999 8319.99 1080 8126 92.8 86.8 84.5 87.9 84.3 16 2000 8823.19 1115 8159 92.9 89.5 84.8 90.1 84.7 17 2001 9089.77 1115 8187 93.5 90.4 85.2 93.1 85.2 18 2002 9173.83 1115 8250 94.2 90.8 85.5 93.9 85.7 19 2003 9309.34 1165 8204 93.6 90.1 85.8 91.2 86.1 20 2004 8692.04 1165 7633 86.9 84.9 85.8 84.9 86.0 21 2005 5768.08 1165 5004 57.1 56.3 84.2 56.5 84.4 22 2006 9367.04 1165 8206 93.7 91.7 84.6 91.8 84.8 23 2007 9436.80 1165 8276 94.5 93.2 85.0 92.5 85.2 24 2008 9307.65 1165 8119 92.4 90.7 85.2 91.0 85.4 25 2009 9385.05 1165 8203 93.6 91.7 85.5 92.0 85.7 26 2010 8774.54 1165 7640 87.2 85.1 85.5 86.0 85.7 27 2011 9481.35 1190 8094 92.4 90.7 85.7 91.0 86.0 28 2012 7881.30 1190 6746 76.8 74.9 85.3 75.4 85.5 29 2013 9691.67 1220 8150 93.0 90.6 85.5 90.7 85.7 30 2014 9457.60 1220 7970 91.0 88.5 85.6 88.5 85.8 31 2015 8598.52 1220 7322 83.6 80.4 85.4 80.4 85.6 32 2016 6075.41 1220 5147 58.6 57.0 84.4 56.7 84.6 33 2017 5618.75 1220 5347 61.0 52.9 83.4 52.6 83.6 34 2018 7812.96 1220 7658 87.4 73.1 83.0 73.1 83.2 35 2019 8819.52 1220 7792 89.0 82.5 83.0 82.5 83.2 36 2020 9058.71 1220 7727 88.0 84.5 83.1 84.5 83.2 37 2021 4851.90 1220 4102 46.8 45.0 82.0 45.4 82.1 | LEIBSTADT | BWR | BWR-6 | Operational | 960 | 1233 | 1275 | 3600 | 298.32 | KERNKRAFTWERK LEIBSTADT | KERNKRAFTWERK LEIBSTADT | 1974-01-01 | 1984-03-09 | 1984-05-24 | None | None | None | 1984-12-15 | 0.821 | 0.858 | 0.82 | 59
61 | CHINA | Year Electricity Supplied [GW.h] ... Load Factor [%] Year Electricity Supplied [GW.h] ... Annual Cumulative 0 1991 Data from a trial operation not provided ... Data from a trial operation not provided Data from a trial operation not provided 1 1992 " ... " " 2 1993 1740.470 ... NaN NaN 3 1994 1648.580 ... 62.7 62.7 4 1995 2063.900 ... 78.5 72.0 5 1996 2073.720 ... 84.6 76.5 6 1997 2011.670 ... 76.6 76.5 7 1998 1149.490 ... 47.0 70.5 8 1999 680.880 ... 27.9 63.3 9 2000 2035.480 ... 77.2 65.4 10 2001 2319.370 ... 94.9 69.1 11 2002 1783.250 ... 73.0 69.5 12 2003 2256.570 ... 89.4 71.6 13 2004 2565.240 ... 101.4 74.4 14 2005 2194.560 ... 87.0 75.5 15 2006 2310.410 ... 91.6 76.7 16 2007 2061.430 ... 81.7 77.1 17 2008 2430.720 ... 96.1 78.4 18 2009 2195.440 ... 87.0 78.9 19 2010 2169.320 ... 84.3 79.3 20 2011 2332.640 ... 89.4 79.8 21 2012 2659.070 ... 101.6 81.0 22 2013 2158.840 ... 82.7 81.1 23 2014 2461.140 ... 94.3 81.8 24 2015 2413.170 ... 92.4 82.3 25 2016 2418.290 ... 92.4 82.8 26 2017 2615.970 ... 100.2 83.5 27 2018 1509.110 ... 57.8 82.4 28 2019 2447.780 ... 93.8 82.9 29 2020 2496.950 ... 92.3 83.3 30 2021 2560.130 ... 94.9 83.7 [31 rows x 9 columns] | QINSHAN-1 | PWR | CNP-300 | Operational | 308 | 308 | 330 | 966 | 61.76 | QINSHAN NUCLEAR POWER COMPANY | None | 1985-03-20 | 1991-10-31 | 1991-12-15 | None | None | None | 1994-04-01 | 0.837 | 0.839 | 0.823 | 62
62 | CHINA | Year Electricity Supplied [GW.h] ... Load Factor [%] Year Electricity Supplied [GW.h] ... Annual Cumulative 0 1993 Data from a trial operation not provided ... Data from a trial operation not provided Data from a trial operation not provided 1 1994 5917.390 ... 76.8 76.8 2 1995 3723.630 ... 45.0 60.2 3 1996 6252.670 ... 75.4 65.4 4 1997 6491.230 ... 78.5 68.8 5 1998 6040.470 ... 73.0 69.6 6 1999 6723.650 ... 81.3 71.6 7 2000 6986.580 ... 84.3 73.4 8 2001 7009.340 ... 84.8 74.9 9 2002 7387.250 ... 89.3 76.5 10 2003 7400.760 ... 89.5 77.8 11 2004 7540.900 ... 90.9 79.0 12 2005 8260.490 ... 99.9 80.8 13 2006 6635.150 ... 80.2 80.7 14 2007 7542.130 ... 91.2 81.5 15 2008 8255.490 ... 99.6 82.7 16 2009 7439.130 ... 90.0 83.1 17 2010 7328.510 ... 88.6 83.5 18 2011 8222.610 ... 99.4 84.4 19 2012 6952.170 ... 83.8 84.3 20 2013 7150.010 ... 86.5 84.4 21 2014 8247.510 ... 99.7 85.2 22 2015 6581.670 ... 79.6 84.9 23 2016 7235.870 ... 87.3 85.0 24 2017 8343.320 ... 100.9 85.7 25 2018 7444.510 ... 90.0 85.8 26 2019 7771.680 ... 94.0 86.2 27 2020 8398.230 ... 101.3 86.7 28 2021 7421.560 ... 89.8 86.8 [29 rows x 9 columns] | DAYA BAY-1 | PWR | M310 | Operational | 930 | 944 | 984 | 2905 | 199.88 | GUANDONG NUCLEAR POWER JOINT VENTURE COMPANY LIMITED | None | 1987-08-07 | 1993-07-28 | 1993-08-31 | None | None | None | 1994-02-01 | 0.868 | 0.882 | 0.865 | 63
63 | CHINA | Year Electricity Supplied [GW.h] Reference Unit Power [MW] Annual Time On Line [h] Operation Factor [%] Energy Availability Factor [%] Load Factor [%] Year Electricity Supplied [GW.h] Reference Unit Power [MW] Annual Time On Line [h] Operation Factor [%] Annual Cumulative Annual Cumulative 0 1994 5741.21 944 6889 98.0 92.3 92.3 90.3 90.3 1 1995 6343.33 944 7146 81.6 77.5 83.4 76.7 82.2 2 1996 5276.90 944 5740 65.4 63.9 76.1 63.6 75.2 3 1997 5914.84 944 6194 70.7 67.4 73.8 71.5 74.2 4 1998 6259.05 944 7302 83.4 74.7 74.0 75.7 74.5 5 1999 6789.46 944 7594 86.7 83.3 75.6 82.1 75.9 6 2000 6995.52 944 7840 89.2 88.4 77.5 84.4 77.1 7 2001 7355.47 944 7986 91.2 89.5 79.1 89.0 78.7 8 2002 6728.92 944 7224 82.5 81.6 79.4 81.4 79.0 9 2003 6983.05 944 7503 85.6 84.5 79.9 84.4 79.6 10 2004 6358.88 944 6580 74.9 74.2 79.4 76.7 79.3 11 2005 6586.98 944 7075 80.8 79.6 79.4 79.6 79.3 12 2006 8222.79 944 8760 100.0 99.9 81.0 99.4 80.9 13 2007 7344.17 944 7858 89.7 88.8 81.6 88.8 81.5 14 2008 7174.36 944 7667 87.3 86.2 81.9 86.5 81.8 15 2009 8222.61 944 8760 100.0 100.0 83.0 99.4 83.0 16 2010 7685.64 944 8197 93.6 92.5 83.6 92.9 83.6 17 2011 7113.12 944 7649 87.3 86.2 83.8 86.0 83.7 18 2012 8304.98 944 8784 100.0 99.7 84.6 100.2 84.6 19 2013 7091.41 944 7605 86.8 85.6 84.7 85.8 84.6 20 2014 6249.97 944 6629 75.7 75.2 84.2 75.6 84.2 21 2015 8193.18 944 8700 99.3 98.6 84.9 99.1 84.9 22 2016 7290.17 944 7750 88.2 87.4 85.0 87.9 85.0 23 2017 7376.85 944 7819 89.3 88.6 85.1 89.2 85.2 24 2018 8306.97 944 8739 99.8 99.6 85.7 100.4 85.8 25 2019 7704.07 944 8143 93.0 92.4 86.0 93.2 86.1 26 2020 7475.32 944 7889 89.8 89.2 86.1 90.2 86.2 27 2021 8321.42 944 8760 100.0 99.9 86.6 100.6 86.8 | DAYA BAY-2 | PWR | M310 | Operational | 930 | 944 | 984 | 2905 | 198.07 | GUANDONG NUCLEAR POWER JOINT VENTURE COMPANY LIMITED | None | 1988-04-07 | 1994-01-21 | 1994-02-07 | None | None | None | 1994-05-06 | 0.868 | 0.881 | 0.866 | 64
64 | CHINA | Year Electricity Supplied [GW.h] Reference Unit Power [MW] Annual Time On Line [h] Operation Factor [%] Energy Availability Factor [%] Load Factor [%] Year Electricity Supplied [GW.h] Reference Unit Power [MW] Annual Time On Line [h] Operation Factor [%] Annual Cumulative Annual Cumulative 0 2002 2965.29 610 4631 70.2 81.6 81.6 73.6 73.6 1 2003 4327.30 610 7123 81.3 80.9 81.2 81.0 77.8 2 2004 4395.68 610 7117 81.0 80.1 80.8 82.0 79.4 3 2005 4944.77 610 7982 91.1 90.6 83.4 92.5 82.9 4 2006 2938.16 610 4890 55.8 55.2 77.5 55.0 77.0 5 2007 3503.00 610 5681 64.8 64.1 75.2 65.6 75.0 6 2008 4677.61 610 7554 86.0 85.2 76.7 87.3 76.8 7 2009 4500.99 610 7256 82.8 82.7 77.4 84.2 77.8 8 2010 4985.39 610 8095 92.4 91.7 79.1 93.3 79.6 9 2011 4029.39 610 6521 74.4 73.7 78.5 75.4 79.1 10 2012 4545.92 610 7543 85.9 85.2 79.1 84.8 79.7 11 2013 4680.90 610 7561 86.3 85.8 79.7 87.6 80.3 12 2014 4579.16 610 7412 84.6 83.7 80.0 85.7 80.8 13 2015 4775.88 610 7859 89.7 89.4 80.7 89.4 81.4 14 2016 4732.19 610 7825 89.1 91.3 81.4 88.3 81.9 15 2017 5385.37 610 8732 99.7 99.3 82.5 100.8 83.1 16 2018 4725.63 610 7682 87.7 87.2 82.8 88.4 83.4 17 2019 4796.97 610 7781 88.8 88.2 83.1 89.8 83.7 18 2020 5228.19 610 8784 100.0 99.9 84.0 97.6 84.5 19 2021 5024.61 610 8118 92.7 92.0 84.4 94.0 85.0 | QINSHAN 2-1 | PWR | CNP-600 | Operational | 610 | 610 | 650 | 1930 | 90.02 | None | None | 1996-06-02 | 2001-11-15 | 2002-02-06 | None | None | None | 2002-04-15 | 0.85 | 0.844 | 0.844 | 65
65 | CHINA | Year Electricity Supplied [GW.h] Reference Unit Power [MW] Annual Time On Line [h] Operation Factor [%] Energy Availability Factor [%] Load Factor [%] Year Electricity Supplied [GW.h] Reference Unit Power [MW] Annual Time On Line [h] Operation Factor [%] Annual Cumulative Annual Cumulative 0 2004 3764.39 610 6381 96.6 96.2 96.2 98.0 98.0 1 2005 4521.51 610 7331 83.7 82.7 88.1 84.6 90.0 2 2006 4790.44 610 7822 89.3 88.8 88.4 89.6 89.8 3 2007 4817.01 610 7792 89.0 88.3 88.4 90.2 89.9 4 2008 4635.51 610 7545 85.9 84.9 87.6 86.5 89.2 5 2009 4787.80 610 7821 89.3 88.2 87.7 89.6 89.3 6 2010 4715.04 610 7645 87.3 86.6 87.6 88.2 89.1 7 2011 4960.23 610 8014 91.5 90.9 88.0 92.8 89.6 8 2012 4335.54 610 7072 80.5 79.6 87.0 80.9 88.6 9 2013 4818.51 610 7826 89.3 88.7 87.2 90.2 88.8 10 2014 4626.25 610 7514 85.8 85.0 87.0 86.6 88.6 11 2015 4872.99 610 7990 91.2 95.1 87.7 91.2 88.8 12 2016 4525.57 610 7377 84.0 83.8 87.4 84.5 88.4 13 2017 4803.39 610 7830 89.4 88.8 87.5 89.9 88.5 14 2018 5306.28 610 8574 97.9 97.6 88.2 99.3 89.3 15 2019 4735.26 610 7680 87.7 87.1 88.1 88.6 89.2 16 2020 4758.46 610 8156 92.8 90.8 88.3 88.8 89.2 17 2021 5406.39 610 8760 100.0 99.9 88.9 101.2 89.9 | QINSHAN 2-2 | PWR | CNP-600 | Operational | 610 | 610 | 650 | 1930 | 85.18 | None | None | 1997-04-01 | 2004-02-25 | 2004-03-11 | None | None | None | 2004-05-03 | 0.899 | 0.894 | 0.889 | 66
66 | CHINA | Year Electricity Supplied [GW.h] Reference Unit Power [MW] Annual Time On Line [h] Operation Factor [%] Energy Availability Factor [%] Load Factor [%] Year Electricity Supplied [GW.h] Reference Unit Power [MW] Annual Time On Line [h] Operation Factor [%] Annual Cumulative Annual Cumulative 0 2002 4583.85 938 5184 99.5 95.1 95.1 93.5 93.5 1 2003 6375.05 938 7215 82.4 80.4 85.8 77.6 83.5 2 2004 7331.36 938 7884 89.8 88.7 86.9 89.0 85.6 3 2005 6906.43 938 7424 84.8 84.3 86.2 84.0 85.2 4 2006 7401.01 938 7964 90.9 90.1 87.0 90.1 86.2 5 2007 6835.04 938 7345 83.8 83.2 86.4 83.2 85.7 6 2008 7542.85 938 8163 92.9 91.2 87.1 91.6 86.6 7 2009 7002.52 938 7997 91.3 90.4 87.5 85.2 86.4 8 2010 7714.57 938 8288 94.6 93.6 88.2 93.9 87.3 9 2011 7571.37 938 8072 92.2 91.2 88.5 92.1 87.8 10 2012 7657.29 938 8286 94.3 93.4 89.0 92.9 88.3 11 2013 6841.69 950 7340 83.8 82.5 88.4 82.3 87.8 12 2014 7361.90 950 7899 90.2 89.4 88.5 88.5 87.8 13 2015 7180.10 950 7656 87.4 86.8 88.4 86.3 87.7 14 2016 8253.13 950 8784 100.0 99.7 89.2 98.9 88.5 15 2017 7020.49 950 7538 86.0 88.6 89.1 84.4 88.2 16 2018 6990.81 950 7667 87.5 86.5 89.0 84.0 88.0 17 2019 7518.48 950 8363 95.5 94.7 89.3 90.3 88.1 18 2020 7556.54 950 8784 100.0 100.0 89.9 90.6 88.2 19 2021 7441.92 950 7896 90.1 89.4 89.8 89.4 88.3 | LING AO-1 | PWR | M310 | Operational | 950 | 950 | 990 | 2905 | 143.49 | None | None | 1997-05-15 | 2002-02-04 | 2002-02-26 | None | None | None | 2002-05-28 | 0.883 | 0.907 | 0.898 | 67
67 | CHINA | Year Electricity Supplied [GW.h] ... Load Factor [%] Year Electricity Supplied [GW.h] ... Annual Cumulative 0 2002 Data from a trial operation not provided ... Data from a trial operation not provided Data from a trial operation not provided 1 2003 6934.880 ... 84.4 84.4 2 2004 6669.410 ... 81.0 82.7 3 2005 7530.930 ... 91.6 85.7 4 2006 7660.990 ... 93.2 87.6 5 2007 7215.070 ... 87.8 87.6 6 2008 7077.150 ... 85.9 87.3 7 2009 7433.810 ... 90.5 87.8 8 2010 7505.550 ... 91.3 88.2 9 2011 7734.340 ... 94.1 88.9 10 2012 7474.470 ... 90.7 89.1 11 2013 7261.330 ... 87.2 88.9 12 2014 7773.260 ... 93.4 89.3 13 2015 7548.190 ... 90.7 89.4 14 2016 6969.060 ... 83.5 89.0 15 2017 7720.790 ... 92.8 89.2 16 2018 7269.800 ... 87.4 89.1 17 2019 6863.240 ... 82.5 88.7 18 2020 7007.260 ... 84.0 88.4 19 2021 8143.180 ... 97.8 88.9 [20 rows x 9 columns] | LING AO-2 | PWR | M310 | Operational | 950 | 950 | 990 | 2905 | 139.85 | None | None | 1997-11-28 | 2002-08-27 | 2002-09-14 | None | None | None | 2003-01-08 | 0.889 | 0.908 | 0.905 | 68
68 | CHINA | Year Electricity Supplied [GW.h] ... Load Factor [%] Year Electricity Supplied [GW.h] ... Annual Cumulative 0 2002 Data from a trial operation not provided ... Data from a trial operation not provided Data from a trial operation not provided 1 2003 5174.750 ... 90.9 90.9 2 2004 4405.520 ... 77.2 84.0 3 2005 4781.600 ... 84.0 84.0 4 2006 5577.790 ... 98.0 87.5 5 2007 5020.400 ... 88.2 87.6 6 2008 5328.570 ... 93.3 88.6 7 2009 5326.220 ... 93.5 89.3 8 2010 5216.340 ... 91.6 89.6 9 2011 5388.510 ... 94.6 90.1 10 2012 5544.580 ... 97.1 90.8 11 2013 5237.400 ... 92.0 90.9 12 2014 5594.850 ... 98.3 91.6 13 2015 4758.340 ... 80.2 90.6 14 2016 5476.060 ... 92.1 90.8 15 2017 4542.770 ... 76.6 89.8 16 2018 5729.050 ... 96.6 90.2 17 2019 5061.340 ... 85.3 89.9 18 2020 5714.700 ... 96.1 90.3 19 2021 5073.940 ... 85.6 90.0 [20 rows x 9 columns] | QINSHAN 3-1 | PHWR | CANDU 6 | Operational | 677 | 677 | 728 | 2064 | 99.27 | None | None | 1998-06-08 | 2002-09-21 | 2002-11-19 | None | None | None | 2002-12-31 | 0.9 | 0.904 | 0.897 | 69
73 | CZECH REPUBLIC | Year Electricity Supplied [GW.h] Reference Unit Power [MW] Annual Time On Line [h] Operation Factor [%] Energy Availability Factor [%] Load Factor [%] Year Electricity Supplied [GW.h] Reference Unit Power [MW] Annual Time On Line [h] Operation Factor [%] Annual Cumulative Annual Cumulative 0 2000 2.31 963 29 NaN NaN NaN NaN NaN 1 2001 1064.34 930 2205 NaN NaN NaN NaN NaN 2 2002 5147.87 930 5961 82.4 76.1 76.1 77.0 77.0 3 2003 5455.32 912 5861 66.9 65.3 69.3 68.3 71.5 4 2004 5715.82 950 6029 68.6 68.0 68.8 68.5 70.3 5 2005 5443.97 930 5846 66.7 66.3 68.1 66.4 69.2 6 2006 6124.86 930 6731 76.8 75.7 69.8 75.2 70.5 7 2007 4901.35 963 5282 60.3 60.0 68.0 59.6 68.6 8 2008 4526.45 963 4745 54.0 53.5 65.7 53.5 66.2 9 2009 6229.78 963 6527 74.5 73.8 66.8 73.8 67.2 10 2010 6305.63 963 6594 75.3 74.5 67.7 74.8 68.1 11 2011 6915.59 963 7205 82.2 81.8 69.2 82.0 69.6 12 2012 7159.77 963 7515 85.6 84.7 70.7 84.6 71.0 13 2013 7018.65 1003 7252 82.8 82.2 71.7 82.1 72.0 14 2014 7194.59 1023 7092 81.0 80.8 72.5 81.3 72.8 15 2015 7581.24 1026 7400 84.5 83.9 73.4 84.4 73.7 16 2016 5786.94 1026 5868 66.8 64.1 72.7 64.2 73.0 17 2017 8410.14 1026 8205 93.7 93.3 74.1 93.6 74.4 18 2018 7487.60 1027 7321 83.6 83.1 74.7 83.2 75.0 19 2019 7169.40 1027 7088 80.9 79.6 75.0 79.7 75.3 20 2020 7294.10 1027 7178 81.7 80.9 75.3 80.9 75.6 21 2021 7605.99 1027 7403 84.5 83.9 75.8 84.5 76.1 | TEMELIN-1 | PWR | VVER V-320 | Operational | 1027 | 1027 | 1082 | 3120 | 130.86 | CZECH POWER Co., CEZ a.s. | CZECH POWER Co., CEZ a.s. | 1987-02-01 | 2000-10-11 | 2000-12-21 | None | None | None | 2002-06-10 | 0.761 | 0.765 | 0.758 | 74
74 | CZECH REPUBLIC | Year Electricity Supplied [GW.h] Reference Unit Power [MW] Annual Time On Line [h] Operation Factor [%] Energy Availability Factor [%] Load Factor [%] Year Electricity Supplied [GW.h] Reference Unit Power [MW] Annual Time On Line [h] Operation Factor [%] Annual Cumulative Annual Cumulative 0 2002 0.00 930 5 NaN NaN NaN NaN NaN 1 2003 6033.03 930 6934 86.5 84.2 84.2 86.6 86.6 2 2004 6340.09 950 6678 76.0 75.2 78.8 76.0 80.2 3 2005 4941.36 780 6135 70.0 65.1 73.9 65.3 74.9 4 2006 5251.85 930 5765 65.8 65.3 71.6 65.4 72.3 5 2007 6745.10 963 7051 80.5 79.9 73.4 80.5 74.1 6 2008 6978.75 963 7420 84.5 82.6 75.1 82.5 75.6 7 2009 6363.18 963 6756 77.1 75.4 75.2 75.4 75.6 8 2010 6847.34 963 7135 81.5 81.0 75.9 81.2 76.4 9 2011 6311.62 963 6589 75.2 74.8 75.8 74.8 76.2 10 2012 7349.91 963 7656 87.2 86.8 77.0 86.9 77.3 11 2013 7246.82 1003 7448 85.0 84.5 77.7 84.4 78.0 12 2014 6989.25 1003 6980 79.7 79.3 77.8 79.6 78.1 13 2015 5926.47 1026 5813 66.4 66.2 76.9 66.8 77.2 14 2016 5730.12 1026 5617 64.0 62.9 75.8 63.6 76.1 15 2017 7252.35 1026 7024 80.2 79.8 76.1 80.7 76.5 16 2018 7402.41 1027 7208 82.3 81.6 76.4 82.3 76.9 17 2019 7813.14 1027 7555 86.2 86.0 77.0 86.8 77.5 18 2020 7660.96 1029 7398 84.2 84.0 77.5 84.9 77.9 19 2021 7477.64 1029 7198 82.2 84.2 77.8 83.0 78.2 | TEMELIN-2 | PWR | VVER V-320 | Operational | 1029 | 1029 | 1082 | 3120 | 126.65 | CZECH POWER Co., CEZ a.s. | CZECH POWER Co., CEZ a.s. | 1987-02-01 | 2002-05-31 | 2002-12-29 | None | None | None | 2003-04-18 | 0.782 | 0.785 | 0.778 | 75
77 | CZECH REPUBLIC | Year Electricity Supplied [GW.h] Reference Unit Power [MW] Annual Time On Line [h] Operation Factor [%] Energy Availability Factor [%] Load Factor [%] Year Electricity Supplied [GW.h] Reference Unit Power [MW] Annual Time On Line [h] Operation Factor [%] Annual Cumulative Annual Cumulative 0 1985 1993.92 391 5418 88.1 88.1 88.1 86.7 86.7 1 1986 2658.35 403 7094 81.0 76.1 80.8 75.3 79.8 2 1987 2575.95 408 6867 78.4 70.7 77.0 72.1 76.9 3 1988 2523.99 408 6996 79.6 71.5 75.5 70.4 75.1 4 1989 2940.57 408 7579 86.5 82.0 76.9 82.3 76.6 5 1990 2965.55 408 7658 87.4 82.5 77.9 83.0 77.8 6 1991 2581.09 408 6751 77.1 70.5 76.8 72.2 76.9 7 1992 3172.77 408 7537 85.8 80.4 77.3 88.5 78.4 8 1993 3239.65 442 7649 87.3 83.7 78.1 83.7 79.1 9 1994 3278.54 442 7656 87.4 84.6 78.8 84.7 79.7 10 1995 2966.06 442 7022 80.2 76.8 78.6 76.6 79.4 11 1996 3144.62 412 7592 86.4 85.4 79.2 86.9 80.0 12 1997 3295.57 440 7678 87.6 85.3 79.7 85.5 80.5 13 1998 2973.35 412 7518 85.8 82.6 79.9 82.4 80.6 14 1999 2901.08 412 7034 80.3 79.2 79.8 80.4 80.6 15 2000 3327.93 412 7934 90.3 89.7 80.5 92.0 81.3 16 2001 3328.90 412 7996 91.3 90.2 81.0 92.2 82.0 17 2002 3267.45 412 7926 90.5 88.9 81.5 90.5 82.5 18 2003 3032.00 412 7261 82.9 82.6 81.5 84.0 82.5 19 2004 3035.50 412 7349 83.7 82.9 81.6 83.9 82.6 20 2005 3324.55 412 8015 91.5 90.6 82.0 92.1 83.1 21 2006 3271.63 412 8014 91.5 89.7 82.4 90.6 83.4 22 2007 2967.32 427 7198 82.2 80.9 82.3 81.7 83.3 23 2008 3485.30 427 8090 92.1 91.6 82.7 92.9 83.8 24 2009 3518.64 427 8186 93.4 92.5 83.1 94.1 84.2 25 2010 3573.83 427 8256 94.2 93.8 83.6 95.5 84.6 26 2011 2939.01 468 6877 78.5 76.9 83.3 77.9 84.4 27 2012 3733.44 468 8049 91.6 90.2 83.6 90.8 84.6 28 2013 3778.58 468 8142 93.0 91.7 83.9 92.2 84.9 29 2014 3785.47 468 8141 92.9 91.7 84.2 92.3 85.2 30 2015 2655.64 468 5753 65.7 64.7 83.5 64.8 84.5 31 2016 3579.05 468 7721 87.9 86.7 83.6 87.1 84.6 32 2017 2642.46 468 5780 66.0 64.3 83.0 64.5 83.9 33 2018 3370.83 468 7305 83.4 81.9 82.9 82.2 83.8 34 2019 3430.94 468 7462 85.2 83.6 82.9 83.7 83.8 35 2020 3526.21 468 7620 86.8 85.5 83.0 85.8 83.9 36 2021 3571.79 468 7761 88.6 86.9 83.1 87.1 84.0 | DUKOVANY-1 | PWR | VVER V-213 | Operational | 468 | 468 | 500 | 1444 | 115.53 | CZECH POWER Co., CEZ a.s. | CZECH POWER Co., CEZ a.s. | 1979-01-01 | 1985-02-12 | 1985-02-24 | None | None | None | 1985-05-03 | 0.84 | 0.854 | 0.831 | 78
78 | CZECH REPUBLIC | Year Electricity Supplied [GW.h] Reference Unit Power [MW] Annual Time On Line [h] Operation Factor [%] Energy Availability Factor [%] Load Factor [%] Year Electricity Supplied [GW.h] Reference Unit Power [MW] Annual Time On Line [h] Operation Factor [%] Annual Cumulative Annual Cumulative 0 1986 2792.72 408 7615 96.6 93.7 93.7 93.3 93.3 1 1987 2668.61 408 6997 79.9 71.6 81.1 74.7 82.7 2 1988 2771.27 408 6963 79.3 74.6 78.7 77.3 80.7 3 1989 3011.03 408 7713 88.0 82.2 79.6 84.2 81.7 4 1990 2822.65 408 7566 86.4 76.5 79.0 79.0 81.1 5 1991 2901.44 408 7600 86.8 81.2 79.4 81.2 81.1 6 1992 2830.61 408 6551 74.6 71.4 78.2 79.0 80.8 7 1993 3256.93 440 7496 85.6 84.2 79.0 84.5 81.3 8 1994 3094.32 440 7315 83.5 79.6 79.1 80.3 81.2 9 1995 3263.35 440 7720 88.1 84.4 79.6 84.7 81.6 10 1996 2831.01 412 6917 78.8 77.3 79.4 78.2 81.2 11 1997 3144.83 440 7179 82.0 81.1 79.6 81.6 81.3 12 1998 3209.23 412 7803 89.1 87.7 80.2 88.9 81.9 13 1999 3198.15 412 7812 89.2 87.8 80.8 88.6 82.4 14 2000 2954.10 412 7223 82.2 81.2 80.8 81.6 82.3 15 2001 3121.12 412 7646 87.3 86.4 81.1 86.5 82.6 16 2002 3159.64 412 7716 88.1 87.8 81.5 87.6 82.9 17 2003 3252.55 412 7939 90.6 89.2 82.0 90.1 83.3 18 2004 3087.75 412 7439 84.7 84.2 82.1 85.3 83.4 19 2005 3313.22 412 8048 91.9 90.8 82.5 91.8 83.8 20 2006 3294.69 412 8017 91.5 90.6 82.9 91.3 84.2 21 2007 3274.74 412 7983 91.1 90.1 83.2 90.7 84.4 22 2008 3040.36 427 7228 82.3 81.6 83.2 82.0 84.3 23 2009 3507.86 427 8209 93.7 92.8 83.6 93.8 84.8 24 2010 3535.93 427 8250 94.2 93.4 84.0 94.5 85.2 25 2011 3254.83 427 7676 87.6 86.3 84.1 87.0 85.2 26 2012 3047.28 471 6918 78.8 76.8 83.8 76.6 84.9 27 2013 3690.57 471 7984 91.1 89.8 84.0 89.4 85.1 28 2014 3672.64 471 8033 91.7 89.2 84.2 89.0 85.2 29 2015 2495.87 471 5426 61.9 60.7 83.3 60.5 84.3 30 2016 2361.31 471 5194 59.1 57.4 82.4 57.1 83.3 31 2017 3089.36 471 6782 77.4 75.2 82.2 74.9 83.0 32 2018 3384.99 471 7359 84.0 82.4 82.2 82.0 83.0 33 2019 2636.32 471 5751 65.6 64.1 81.6 63.9 82.4 34 2020 3346.78 471 7359 83.8 81.2 81.6 80.9 82.3 35 2021 3546.52 471 7744 88.4 86.2 81.7 86.0 82.4 | DUKOVANY-2 | PWR | VVER V-213 | Operational | 420 | 471 | 500 | 1444 | 110.90 | CZECH POWER Co., CEZ a.s. | CZECH POWER Co., CEZ a.s. | 1979-01-01 | 1986-01-23 | 1986-01-30 | None | None | None | 1986-03-21 | 0.824 | 0.842 | 0.817 | 79
79 | CZECH REPUBLIC | Year Electricity Supplied [GW.h] Reference Unit Power [MW] Annual Time On Line [h] Operation Factor [%] Energy Availability Factor [%] Load Factor [%] Year Electricity Supplied [GW.h] Reference Unit Power [MW] Annual Time On Line [h] Operation Factor [%] Annual Cumulative Annual Cumulative 0 1986 280.19 388 1356 NaN NaN NaN NaN NaN 1 1987 3109.91 408 7644 87.3 84.3 84.3 87.0 87.0 2 1988 2988.88 408 7672 87.3 80.0 82.1 83.4 85.2 3 1989 2685.66 408 6678 76.2 71.0 78.4 75.1 81.8 4 1990 2981.97 408 7763 88.6 80.3 78.9 83.4 82.2 5 1991 2987.03 408 7784 88.9 81.3 79.4 83.6 82.5 6 1992 2917.94 408 6678 76.0 72.3 78.2 81.4 82.3 7 1993 3190.49 452 7259 82.9 80.5 78.6 80.6 82.1 8 1994 3343.93 452 7870 89.8 84.4 79.4 84.4 82.4 9 1995 2689.63 452 7788 88.9 70.0 78.2 67.9 80.7 10 1996 2871.23 412 7114 81.0 78.3 78.2 79.3 80.5 11 1997 2904.58 440 6774 77.3 74.9 77.9 75.4 80.0 12 1998 3090.14 412 7564 86.4 85.0 78.5 85.6 80.5 13 1999 3246.18 412 7849 89.6 89.3 79.3 89.9 81.2 14 2000 3187.89 412 7776 88.5 87.4 79.9 88.1 81.7 15 2001 3005.99 412 7309 83.4 82.7 80.1 83.3 81.8 16 2002 3259.39 412 7880 90.0 89.6 80.6 90.3 82.3 17 2003 3280.09 412 7934 90.6 89.8 81.2 90.9 82.8 18 2004 3302.47 412 7957 90.6 90.2 81.7 91.2 83.3 19 2005 2964.87 427 7034 80.3 79.6 81.6 80.2 83.1 20 2006 3396.20 427 8004 91.4 90.0 82.0 90.8 83.5 21 2007 3427.86 427 8068 92.1 90.9 82.4 91.6 83.9 22 2008 3548.84 427 8273 94.2 93.2 82.9 94.6 84.4 23 2009 2944.75 468 6688 76.4 74.0 82.5 74.0 83.9 24 2010 3283.52 468 7146 81.6 79.9 82.4 80.1 83.7 25 2011 3643.88 468 7940 90.6 89.0 82.7 88.9 84.0 26 2012 3691.31 468 8040 91.5 89.8 83.0 89.8 84.2 27 2013 3542.84 468 7714 88.1 86.4 83.1 86.4 84.3 28 2014 3500.03 468 7639 87.2 85.2 83.2 85.4 84.3 29 2015 2673.32 468 5870 67.0 65.5 82.5 65.2 83.6 30 2016 2336.18 468 5021 57.2 56.6 81.6 56.8 82.6 31 2017 2813.49 468 6072 69.3 68.4 81.1 68.6 82.2 32 2018 3630.68 468 7947 90.7 88.4 81.4 88.6 82.4 33 2019 3521.99 468 7691 87.8 85.9 81.5 85.9 82.5 34 2020 2919.55 468 6452 73.4 70.8 81.2 71.0 82.1 35 2021 3387.51 468 7412 84.6 82.3 81.2 82.6 82.1 | DUKOVANY-3 | PWR | VVER V-213 | Operational | 420 | 468 | 500 | 1444 | 109.59 | CZECH POWER Co., CEZ a.s. | CZECH POWER Co., CEZ a.s. | 1979-03-01 | 1986-10-28 | 1986-11-14 | None | None | None | 1986-12-20 | 0.821 | 0.842 | 0.812 | 80
80 | CZECH REPUBLIC | Year Electricity Supplied [GW.h] Reference Unit Power [MW] Annual Time On Line [h] Operation Factor [%] Energy Availability Factor [%] Load Factor [%] Year Electricity Supplied [GW.h] Reference Unit Power [MW] Annual Time On Line [h] Operation Factor [%] Annual Cumulative Annual Cumulative 0 1987 1624.94 408 4643 94.3 97.8 97.8 90.1 90.1 1 1988 2764.01 408 7092 80.7 73.8 80.9 77.1 81.0 2 1989 2984.55 408 7314 83.5 80.4 80.7 83.5 82.0 3 1990 2995.30 408 7836 89.4 80.0 80.5 83.8 82.5 4 1991 2671.99 408 7301 83.3 77.9 79.9 74.8 80.8 5 1992 3328.41 408 7614 86.7 83.7 80.6 92.9 83.0 6 1993 2939.81 448 6859 78.3 62.0 77.5 74.9 81.6 7 1994 3259.81 448 7538 86.0 83.1 78.3 83.1 81.8 8 1995 3311.14 448 7712 88.0 85.4 79.2 84.4 82.2 9 1996 3202.13 412 7762 88.4 87.1 80.0 88.5 82.8 10 1997 3149.15 440 7202 82.2 80.9 80.1 81.7 82.7 11 1998 3078.56 412 7536 86.0 83.8 80.4 85.3 82.9 12 1999 3179.42 412 7792 89.0 86.6 80.9 88.1 83.3 13 2000 3234.52 412 7839 89.2 88.1 81.4 89.4 83.8 14 2001 3258.06 412 7946 90.7 89.2 82.0 90.3 84.2 15 2002 2748.24 412 6745 77.0 75.6 81.6 76.2 83.7 16 2003 3309.80 412 8009 91.4 90.7 82.1 91.7 84.2 17 2004 3335.38 412 8029 91.4 90.9 82.6 92.2 84.6 18 2005 3267.00 412 8008 91.4 89.6 83.0 90.5 85.0 19 2006 3159.49 412 7704 88.0 86.9 83.2 87.5 85.1 20 2007 3318.99 427 7854 89.7 88.0 83.4 88.7 85.3 21 2008 3438.67 427 8010 91.2 90.4 83.7 91.7 85.6 22 2009 3100.50 427 7247 82.7 81.8 83.6 82.9 85.4 23 2010 2895.11 427 6846 78.2 76.7 83.4 77.4 85.1 24 2011 3630.71 471 8001 91.3 88.8 83.6 88.0 85.2 25 2012 3620.96 471 7850 89.4 87.6 83.8 87.5 85.3 26 2013 3727.91 471 8009 91.4 90.4 84.1 90.4 85.5 27 2014 3494.80 471 7591 86.7 84.8 84.1 84.7 85.5 28 2015 4004.79 471 8623 98.4 97.0 84.6 97.1 86.0 29 2016 2936.27 471 6423 73.1 71.3 84.1 71.0 85.4 30 2017 2576.88 471 5542 63.3 62.5 83.3 62.5 84.6 31 2018 2979.28 471 6498 74.2 72.2 82.9 72.2 84.2 32 2019 4009.33 471 8576 97.9 97.0 83.4 97.2 84.6 33 2020 3624.27 471 7800 88.8 87.7 83.5 87.6 84.7 34 2021 3454.30 471 7452 85.1 83.8 83.6 83.7 84.6 | DUKOVANY-4 | PWR | VVER V-213 | Operational | 420 | 471 | 500 | 1444 | 110.85 | CZECH POWER Co., CEZ a.s. | CZECH POWER Co., CEZ a.s. | 1979-03-01 | 1987-06-01 | 1987-06-11 | None | None | None | 1987-07-19 | 0.846 | 0.86 | 0.836 | 81
82 | GERMANY | Year Electricity Supplied [GW.h] Reference Unit Power [MW] Annual Time On Line [h] Operation Factor [%] Energy Availability Factor [%] Load Factor [%] Year Electricity Supplied [GW.h] Reference Unit Power [MW] Annual Time On Line [h] Operation Factor [%] Annual Cumulative Annual Cumulative 0 1972 3279.70 662 5542 74.0 70.1 70.1 70.1 70.1 1 1973 3917.50 630 6407 73.1 73.1 72.0 71.0 70.7 2 1974 5065.00 630 8061 92.0 91.7 79.5 91.8 78.7 3 1975 4533.50 630 7428 84.8 81.7 80.1 82.2 79.7 4 1976 5187.40 630 8297 94.5 93.7 83.1 93.7 82.7 5 1977 5156.00 630 8245 94.1 93.0 84.9 93.4 84.6 6 1978 5238.80 630 8332 95.1 94.4 86.3 94.9 86.2 7 1979 4217.00 630 6777 77.4 77.3 85.1 76.4 84.9 8 1980 4166.00 630 6737 76.7 75.8 84.0 75.3 83.8 9 1981 4617.00 630 7425 84.8 83.9 84.0 83.7 83.8 10 1982 4805.20 630 7753 88.5 87.4 84.3 87.1 84.1 11 1983 4771.00 630 7661 87.4 86.5 84.5 86.4 84.3 12 1984 4890.00 630 7841 89.3 85.2 84.6 88.4 84.6 13 1985 4861.21 640 7760 88.6 88.0 84.8 86.7 84.8 14 1986 5019.00 640 8060 92.0 89.2 85.1 89.5 85.1 15 1987 4429.05 640 7541 86.1 84.0 85.1 79.0 84.7 16 1988 4445.41 640 7423 84.5 82.7 84.9 79.1 84.4 17 1989 4187.47 640 6728 76.8 76.6 84.4 74.7 83.8 18 1990 4208.93 640 6902 78.8 77.4 84.1 75.1 83.3 19 1991 2296.60 640 3814 43.5 42.2 81.9 41.0 81.2 20 1992 4247.06 640 6911 78.7 79.0 81.8 75.6 80.9 21 1993 4499.75 640 7317 83.5 82.1 81.8 80.3 80.8 22 1994 5353.10 640 8760 100.0 98.3 82.5 95.5 81.5 23 1995 4363.20 640 7310 83.4 81.9 82.5 77.8 81.3 24 1996 5039.05 640 8042 91.6 91.4 82.9 89.6 81.7 25 1997 4948.01 640 8054 91.9 92.3 83.2 88.3 81.9 26 1998 5098.25 640 8201 93.6 92.6 83.6 90.9 82.3 27 1999 4625.27 640 7718 88.1 88.0 83.7 82.5 82.3 28 2000 4917.71 640 7915 90.1 91.2 84.0 87.5 82.5 29 2001 4320.46 640 6979 79.7 78.8 83.8 77.1 82.3 30 2002 4711.76 640 7539 86.1 85.5 83.9 84.0 82.4 31 2003 4480.97 640 7295 100.0 100.0 84.3 96.0 82.7 | STADE | PWR | None | Permanent Shutdown | 630 | 640 | 672 | 1900 | 145.90 | None | E.ON Kernkraft GmbH | 1967-12-01 | 1972-01-08 | 1972-01-29 | None | None | 2003-11-14 | 1972-05-19 | 0.827 | 0.853 | 0.843 | 83
84 | GERMANY | Year Electricity Supplied [GW.h] Reference Unit Power [MW] Annual Time On Line [h] Operation Factor [%] Energy Availability Factor [%] Load Factor [%] Year Electricity Supplied [GW.h] Reference Unit Power [MW] Annual Time On Line [h] Operation Factor [%] Annual Cumulative Annual Cumulative 0 1974 781.60 1146 1840 NaN NaN NaN NaN NaN 1 1975 7916.60 1146 7231 87.7 84.8 84.8 84.8 84.8 2 1976 5102.80 1146 4617 52.6 52.7 67.3 50.7 66.2 3 1977 6164.50 1089 5970 68.2 65.4 66.7 64.6 65.7 4 1978 7067.10 1089 6524 74.5 70.0 67.5 74.1 67.8 5 1979 6569.00 1089 7507 85.7 87.4 71.6 68.9 68.0 6 1980 3855.00 1146 4119 46.9 42.4 66.4 38.3 62.8 7 1981 6844.30 1146 6288 71.8 69.6 66.9 68.2 63.6 8 1982 8994.30 1146 7723 88.2 86.6 69.4 89.6 67.0 9 1983 7766.00 1146 6783 77.4 75.8 70.2 77.4 68.2 10 1984 6901.00 1146 6175 70.3 67.9 69.9 68.6 68.2 11 1985 7564.87 1146 6797 77.6 75.1 70.4 75.4 68.9 12 1986 6968.10 1146 7227 82.5 76.9 71.0 69.4 68.9 13 1987 7467.80 1146 7154 81.7 80.9 71.8 74.4 69.4 14 1988 5985.45 1146 6594 75.1 72.5 71.8 59.5 68.6 15 1989 6430.97 1146 5904 67.4 66.9 71.5 64.1 68.3 16 1990 5052.68 1146 4676 53.4 53.1 70.3 50.3 67.2 17 1991 6930.97 1146 6778 77.4 76.3 70.7 69.0 67.3 18 1992 6884.79 1146 7024 80.0 79.6 71.2 68.4 67.4 19 1993 8240.74 1146 8558 97.7 97.4 72.6 82.1 68.1 20 1994 7483.59 1146 6697 76.4 76.8 72.8 74.6 68.5 21 1995 2509.39 1167 2655 30.3 30.0 70.7 24.8 66.3 22 1996 4012.52 1167 3503 39.9 39.7 69.2 39.1 65.0 23 1997 8002.26 1167 7648 87.3 87.0 70.0 78.3 65.6 24 1998 10042.35 1167 8752 99.9 99.7 71.3 98.2 67.0 25 1999 7251.15 1167 6865 78.4 78.0 71.6 70.9 67.2 26 2000 5910.11 1167 5497 62.6 62.5 71.2 57.6 66.8 27 2001 9532.04 1167 8334 95.1 94.9 72.1 93.2 67.8 28 2002 6167.67 1167 5988 68.4 68.0 72.0 60.3 67.6 29 2003 2695.76 1167 2406 27.5 26.6 70.4 26.4 66.1 30 2004 9645.47 1167 8395 95.6 95.2 71.2 94.1 67.1 31 2005 7355.95 1167 6489 74.1 72.7 71.3 72.0 67.2 32 2006 6994.49 1167 6190 70.7 69.3 71.2 68.4 67.2 33 2007 0.00 1167 0 0.0 0.0 69.0 0.0 65.2 34 2008 8472.84 1167 7783 88.6 85.2 69.5 82.6 65.7 35 2009 1012.97 1167 1393 15.9 15.8 67.9 9.9 64.1 36 2010 4674.75 1167 6093 69.6 63.3 67.8 45.7 63.6 37 2011 2111.32 1167 1845 36.3 99.7 68.3 35.6 63.1 | BIBLIS-A | PWR | PWR | Permanent Shutdown | 1146 | 1167 | 1225 | 3517 | 232.78 | RWE Power AG | RWE Power AG | 1970-01-01 | 1974-07-16 | 1974-08-25 | None | None | 2011-08-06 | 1975-02-26 | 0.631 | 0.687 | 0.683 | 85
85 | GERMANY | Year Electricity Supplied [GW.h] Reference Unit Power [MW] Annual Time On Line [h] Operation Factor [%] Energy Availability Factor [%] Load Factor [%] Year Electricity Supplied [GW.h] Reference Unit Power [MW] Annual Time On Line [h] Operation Factor [%] Annual Cumulative Annual Cumulative 0 1976 1032.20 770 2112 NaN NaN NaN NaN NaN 1 1977 3313.80 770 4547 50.4 47.4 47.4 47.4 47.4 2 1978 2333.50 770 3405 38.9 34.5 40.7 34.6 40.7 3 1979 0.00 770 0 0.0 0.0 26.7 0.0 26.8 4 1980 714.90 770 1354 15.4 11.3 22.8 10.6 22.6 5 1981 4462.40 770 7432 84.8 66.4 31.6 66.2 31.5 6 1982 3439.20 770 5007 57.2 51.1 34.9 51.0 34.8 7 1983 2416.00 770 3241 37.0 34.2 34.8 35.8 34.9 8 1984 5334.00 770 7549 85.9 78.9 40.4 78.9 40.5 9 1985 5625.31 770 7661 87.4 83.1 45.2 83.4 45.3 10 1986 5630.91 771 7802 89.1 86.1 49.3 83.4 49.1 11 1987 5233.83 771 7837 89.5 85.9 52.7 77.5 51.7 12 1988 5085.31 771 7800 88.8 85.4 55.4 75.1 53.7 13 1989 4097.17 771 6730 76.8 71.6 56.7 60.7 54.2 14 1990 4780.32 771 8527 97.3 93.8 59.4 70.8 55.4 15 1991 3819.30 771 6317 72.1 61.2 59.5 56.6 55.5 16 1992 3487.35 771 5425 61.8 57.4 59.4 51.5 55.2 17 1993 0.00 771 0 0.0 0.0 55.8 0.0 52.0 18 1994 0.00 771 0 0.0 0.0 52.7 0.0 49.1 19 1995 3001.03 771 4750 54.2 51.3 52.6 44.4 48.8 20 1996 4696.35 771 7255 82.6 74.7 53.8 69.3 49.9 21 1997 5102.94 771 8760 100.0 97.4 55.8 75.6 51.1 22 1998 3993.89 771 5712 65.2 64.7 56.2 59.1 51.5 23 1999 6219.82 771 8290 94.6 93.6 57.9 92.1 53.2 24 2000 5784.80 771 8295 94.4 93.8 59.4 85.4 54.6 25 2001 5764.31 771 8202 93.6 86.8 60.5 85.4 55.8 26 2002 859.99 771 1167 13.3 13.1 58.7 12.7 54.2 27 2003 4905.81 771 6688 76.4 76.3 59.3 72.6 54.8 28 2004 4873.18 771 6504 74.0 73.3 59.8 72.0 55.5 29 2005 6027.24 771 7989 91.2 89.0 60.8 89.2 56.6 30 2006 5967.39 771 7958 90.8 88.5 61.8 88.4 57.7 31 2007 2487.87 771 3362 38.4 38.2 61.0 36.8 57.0 32 2008 0.00 771 0 0.0 0.0 59.1 0.0 55.2 33 2009 0.00 771 0 0.0 0.0 57.3 0.0 53.5 34 2010 0.00 771 0 0.0 0.0 55.6 0.0 52.0 35 2011 0.00 771 0 0.0 0.0 54.7 0.0 51.1 | BRUNSBUETTEL | BWR | BWR-69 | Permanent Shutdown | 770 | 771 | 806 | 2292 | 120.37 | 1. (66,6%) Vattenfall Europe Nuclear Energy GmbH 2. (33,3%) E.ON Kernkraft GmbH | None | 1970-04-15 | 1976-06-23 | 1976-07-13 | None | None | 2011-08-06 | 1977-02-09 | 0.511 | 0.579 | 0.547 | 86
86 | GERMANY | Year Electricity Supplied [GW.h] Reference Unit Power [MW] Annual Time On Line [h] Operation Factor [%] Energy Availability Factor [%] Load Factor [%] Year Electricity Supplied [GW.h] Reference Unit Power [MW] Annual Time On Line [h] Operation Factor [%] Annual Cumulative Annual Cumulative 0 1979 1697.00 864 3214 NaN NaN NaN NaN NaN 1 1980 1756.00 864 2399 17.2 15.5 15.5 15.5 15.5 2 1981 1090.90 864 1465 16.7 16.6 16.2 14.4 14.9 3 1982 5034.40 840 6237 71.2 66.5 34.1 68.4 34.0 4 1983 5503.00 864 6567 75.0 72.7 44.5 72.7 44.4 5 1984 6325.00 864 7482 85.2 83.2 52.7 83.3 52.6 6 1985 6120.20 864 7561 86.3 81.2 57.6 80.9 57.6 7 1986 5221.96 864 6148 70.2 69.1 59.4 69.0 59.3 8 1987 6488.45 864 7582 86.6 84.9 62.6 85.7 62.7 9 1988 6199.57 864 7302 83.1 83.7 65.1 81.7 64.9 10 1989 6158.88 864 7432 84.8 81.4 66.7 81.4 66.6 11 1990 5203.07 864 6138 70.1 68.3 66.9 68.8 66.8 12 1991 6171.87 864 7304 83.4 82.9 68.2 81.6 68.0 13 1992 6513.01 864 7647 87.1 86.6 69.7 85.8 69.4 14 1993 4614.55 864 6599 75.3 74.7 70.1 61.0 68.8 15 1994 6565.93 864 7645 87.3 86.5 71.2 86.8 70.0 16 1995 6317.06 876 7671 87.6 86.9 72.2 82.3 70.8 17 1996 6929.80 864 8087 92.1 91.1 73.3 91.3 72.0 18 1997 6409.53 876 7510 85.7 85.3 74.0 83.5 72.7 19 1998 6905.86 890 8253 94.2 93.9 75.1 88.6 73.6 20 1999 6892.91 890 8292 94.7 94.4 76.1 88.4 74.3 21 2000 6904.89 890 8187 93.2 92.9 76.9 88.3 75.0 22 2001 6956.94 890 8206 93.7 92.7 77.7 89.2 75.7 23 2002 6559.38 890 7885 90.0 89.4 78.2 84.1 76.1 24 2003 6395.24 890 7629 87.1 86.0 78.5 82.0 76.3 25 2004 6332.03 890 7425 84.5 83.5 78.7 81.0 76.5 26 2005 5811.79 890 6835 78.0 75.8 78.6 74.5 76.4 27 2006 6888.84 890 7983 91.1 90.3 79.1 88.4 76.9 28 2007 6944.87 890 8124 92.7 90.0 79.5 89.1 77.4 29 2008 6126.61 890 7318 83.3 80.2 79.5 78.4 77.4 30 2009 6149.84 890 7687 87.8 87.2 79.8 78.9 77.4 31 2010 6488.68 890 7607 86.8 83.4 79.9 83.2 77.6 32 2011 1415.29 890 1650 32.4 96.8 80.2 31.3 76.8 | PHILIPPSBURG-1 | BWR | BWR-69 | Permanent Shutdown | 864 | 890 | 926 | 2575 | 187.55 | EnBW Kraftwerke AG | EnBW Kernkraft GmbH | 1970-10-01 | 1979-03-09 | 1979-05-05 | None | None | 2011-08-06 | 1980-03-26 | 0.768 | 0.803 | 0.802 | 87
87 | GERMANY | Year Electricity Supplied [GW.h] Reference Unit Power [MW] Annual Time On Line [h] Operation Factor [%] Energy Availability Factor [%] Load Factor [%] Year Electricity Supplied [GW.h] Reference Unit Power [MW] Annual Time On Line [h] Operation Factor [%] Annual Cumulative Annual Cumulative 0 1976 1932.70 791 3500 88.4 89.3 89.3 86.4 86.4 1 1977 4946.60 810 6513 74.4 70.6 72.0 69.7 71.0 2 1978 4934.50 810 6583 75.2 70.2 71.1 69.5 70.3 3 1979 3573.00 810 4698 53.6 53.6 65.5 50.4 63.8 4 1980 5473.00 810 7080 80.6 77.8 68.5 76.9 67.0 5 1981 5949.30 810 7705 88.0 84.9 71.7 83.8 70.4 6 1982 5781.10 810 7517 85.8 82.4 73.5 81.5 72.2 7 1983 6047.00 810 7910 90.3 85.3 75.1 85.2 74.0 8 1984 5842.00 795 7618 86.7 83.1 76.1 83.7 75.2 9 1985 6161.44 795 8050 91.9 88.8 77.5 88.5 76.6 10 1986 4153.10 795 5368 61.3 59.6 75.7 59.6 75.0 11 1987 5395.13 795 6828 78.0 76.8 75.8 77.5 75.2 12 1988 5269.36 795 6772 77.1 75.5 75.8 75.5 75.2 13 1989 4019.49 795 6395 73.0 64.2 74.9 57.7 73.9 14 1990 5754.05 785 7524 85.9 82.8 75.5 83.7 74.6 15 1991 5404.46 785 7614 86.9 85.0 76.1 78.6 74.8 16 1992 5270.06 785 7470 85.0 83.6 76.6 76.4 74.9 17 1993 5559.54 785 7371 84.1 81.6 76.8 80.8 75.3 18 1994 6307.84 785 8184 93.4 92.0 77.7 91.7 76.2 19 1995 5966.00 785 8020 91.6 87.4 78.2 86.8 76.7 20 1996 6054.50 785 8301 94.5 92.0 78.8 87.8 77.3 21 1997 6230.19 785 8305 94.8 92.6 79.5 90.6 77.9 22 1998 5907.77 785 8185 93.4 91.1 80.0 85.9 78.2 23 1999 5849.13 785 8022 91.6 90.0 80.4 85.1 78.5 24 2000 6141.40 785 8284 94.3 94.2 81.0 89.1 79.0 25 2001 5991.54 785 8038 91.8 88.1 81.3 87.1 79.3 26 2002 6238.32 785 8239 94.0 92.7 81.7 90.7 79.7 27 2003 6023.98 785 8304 94.8 90.5 82.0 87.6 80.0 28 2004 5928.46 785 8270 94.2 89.7 82.3 86.0 80.2 29 2005 5882.68 785 8069 92.1 86.9 82.5 85.6 80.4 30 2006 6182.17 785 8250 94.2 93.1 82.8 89.9 80.7 31 2007 4713.53 785 8153 93.1 92.2 83.1 68.5 80.3 32 2008 3786.95 785 6990 79.6 77.6 82.9 54.9 79.5 33 2009 4361.97 785 8317 94.9 94.6 83.3 63.4 79.0 34 2010 1910.47 785 5949 67.9 62.2 82.7 27.8 77.6 35 2011 1354.98 785 1799 35.4 98.8 83.0 33.9 76.8 | NECKARWESTHEIM-1 | PWR | PWR | Permanent Shutdown | 805 | 785 | 840 | 2497 | 186.80 | None | EnBW Kernkraft GmbH | 1972-02-01 | 1976-05-26 | 1976-06-03 | None | None | 2011-08-06 | 1976-12-01 | 0.768 | 0.847 | 0.83 | 88
88 | GERMANY | Year Electricity Supplied [GW.h] Reference Unit Power [MW] Annual Time On Line [h] Operation Factor [%] Energy Availability Factor [%] Load Factor [%] Year Electricity Supplied [GW.h] Reference Unit Power [MW] Annual Time On Line [h] Operation Factor [%] Annual Cumulative Annual Cumulative 0 1977 75.60 870 339 NaN NaN NaN NaN NaN 1 1978 2346.20 870 4107 NaN NaN NaN NaN NaN 2 1979 5213.00 870 6825 82.9 72.3 72.3 72.3 72.3 3 1980 4202.00 870 5791 65.9 55.2 62.5 55.0 62.4 4 1981 4155.90 870 5880 67.1 53.7 59.3 54.5 59.6 5 1982 1603.30 870 2232 25.5 21.1 49.2 21.0 49.3 6 1983 7143.00 870 8627 98.5 93.9 58.6 93.7 58.6 7 1984 5587.00 870 7262 82.7 73.2 61.1 73.1 61.2 8 1985 6515.59 870 8006 91.4 86.0 64.8 85.5 64.8 9 1986 6370.40 870 7871 89.8 83.4 67.2 83.6 67.2 10 1987 7164.70 870 8335 95.2 93.6 70.2 94.0 70.2 11 1988 5639.14 870 7674 87.4 82.3 71.4 73.8 70.6 12 1989 5205.25 870 7233 82.6 74.4 71.7 68.3 70.4 13 1990 5054.76 870 7577 86.5 74.2 71.9 66.3 70.0 14 1991 6760.57 870 8381 95.7 94.9 73.7 88.7 71.5 15 1992 5872.00 870 7903 90.0 89.4 74.9 76.8 71.9 16 1993 5575.19 870 7553 86.2 85.5 75.6 73.2 72.0 17 1994 5150.31 870 6462 73.8 73.5 75.5 67.6 71.7 18 1995 6445.96 870 8306 94.8 94.7 76.6 84.6 72.5 19 1996 5816.28 870 7674 87.4 86.2 77.1 76.1 72.7 20 1997 5998.44 870 8059 92.0 91.4 77.9 78.7 73.0 21 1998 6335.76 870 7857 89.7 89.2 78.5 83.1 73.5 22 1999 7532.15 870 8736 99.7 98.7 79.4 98.8 74.7 23 2000 6645.96 878 8231 93.7 90.8 80.0 86.5 75.3 24 2001 5888.97 878 7353 83.9 76.2 79.8 76.6 75.3 25 2002 7566.20 878 8731 99.7 98.6 80.6 98.4 76.3 26 2003 6301.41 878 7773 88.7 87.4 80.9 81.9 76.5 27 2004 6771.07 878 7984 90.9 89.1 81.2 87.8 77.0 28 2005 7336.92 878 8546 97.6 95.2 81.7 95.4 77.7 29 2006 6808.06 878 8064 92.0 89.4 82.0 88.5 78.1 30 2007 6755.77 878 8086 92.3 88.6 82.2 87.8 78.4 31 2008 7582.63 878 8784 100.0 98.3 82.8 98.3 79.1 32 2009 6796.00 878 8076 92.2 88.5 83.0 88.4 79.4 33 2010 6285.18 878 7464 85.2 81.9 82.9 81.7 79.5 34 2011 1561.10 878 1816 35.7 100.0 83.2 35.0 78.7 | ISAR-1 | BWR | BWR-69 | Permanent Shutdown | 870 | 878 | 912 | 2575 | 198.27 | E.ON Kernkraft GmbH | E.ON Kernkraft GmbH | 1972-05-01 | 1977-11-20 | 1977-12-03 | None | None | 2011-08-06 | 1979-03-21 | 0.787 | 0.86 | 0.832 | 89
89 | GERMANY | Year Electricity Supplied [GW.h] Reference Unit Power [MW] Annual Time On Line [h] Operation Factor [%] Energy Availability Factor [%] Load Factor [%] Year Electricity Supplied [GW.h] Reference Unit Power [MW] Annual Time On Line [h] Operation Factor [%] Annual Cumulative Annual Cumulative 0 1978 787.70 1230 1268 NaN NaN NaN NaN NaN 1 1979 8081.00 1230 7597 93.3 92.1 92.1 92.7 92.7 2 1980 9272.00 1230 7832 89.2 85.8 87.4 85.8 87.5 3 1981 9023.50 1230 7606 86.8 83.5 85.7 83.8 85.9 4 1982 9114.20 1230 8022 91.6 84.8 85.4 84.6 85.5 5 1983 8215.00 1230 7191 82.1 75.8 83.2 76.2 83.4 6 1984 9483.00 1230 7908 90.0 87.2 83.9 87.8 84.2 7 1985 9931.81 1230 8279 94.5 93.4 85.4 92.2 85.5 8 1986 7280.83 1230 6254 71.4 67.4 83.0 67.6 83.0 9 1987 8673.92 1230 7277 83.1 80.7 82.7 80.5 82.7 10 1988 9108.38 1230 7627 86.8 85.0 83.0 84.3 82.9 11 1989 9245.56 1230 7873 89.9 89.4 83.6 85.8 83.2 12 1990 8485.00 1230 6921 79.0 78.9 83.2 78.8 82.8 13 1991 6485.94 1243 5369 61.3 61.1 81.4 60.1 81.0 14 1992 8731.47 1230 7646 87.0 86.5 81.8 80.8 80.9 15 1993 10824.83 1255 8760 100.0 99.9 83.0 98.5 82.2 16 1994 7685.92 1255 7039 80.4 80.1 82.8 69.9 81.4 17 1995 7980.63 1255 6832 78.0 77.5 82.5 72.6 80.8 18 1996 9907.73 1285 8055 91.7 91.3 83.0 87.8 81.2 19 1997 9932.43 1285 8291 94.6 94.4 83.7 88.2 81.6 20 1998 6618.00 1285 5217 59.6 58.7 82.3 58.8 80.4 21 1999 8096.58 1285 6899 78.8 78.3 82.1 71.9 80.0 22 2000 9615.76 1345 7604 86.6 86.2 82.3 84.5 80.2 23 2001 10656.72 1345 8378 95.6 90.8 82.7 90.4 80.7 24 2002 6774.79 1345 5313 60.6 60.5 81.7 57.5 79.6 25 2003 9254.86 1345 7882 90.0 88.3 82.0 78.6 79.6 26 2004 9724.03 1345 7711 87.8 87.4 82.2 82.3 79.7 27 2005 8890.64 1345 6742 77.0 75.9 82.0 75.5 79.5 28 2006 10391.46 1345 8315 94.9 88.6 82.2 88.2 79.9 29 2007 9076.27 1345 6984 79.7 77.3 82.0 77.0 79.8 30 2008 9295.52 1345 7663 87.2 79.5 82.0 78.7 79.7 31 2009 10028.91 1345 7868 89.8 85.1 82.1 85.1 79.9 32 2010 10698.90 1345 8179 93.4 91.0 82.4 90.8 80.3 33 2011 2369.34 1345 1828 35.9 99.3 82.7 34.6 79.4 | UNTERWESER | PWR | PWR | Permanent Shutdown | 1230 | 1345 | 1410 | 3900 | 289.75 | E.ON Kernkraft GmbH | E.ON Kernkraft GmbH | 1972-07-01 | 1978-09-16 | 1978-09-29 | None | None | 2011-08-06 | 1979-09-06 | 0.794 | 0.837 | 0.827 | 90
90 | GERMANY | Year Electricity Supplied [GW.h] Reference Unit Power [MW] Annual Time On Line [h] Operation Factor [%] Energy Availability Factor [%] Load Factor [%] Year Electricity Supplied [GW.h] Reference Unit Power [MW] Annual Time On Line [h] Operation Factor [%] Annual Cumulative Annual Cumulative 0 1976 705.70 1178 1027 NaN NaN NaN NaN NaN 1 1977 8017.20 1178 7490 85.6 78.5 78.5 77.4 77.4 2 1978 5658.00 1178 6015 68.7 55.3 66.4 54.8 65.6 3 1979 6026.00 1178 7254 82.8 77.9 70.4 58.4 63.1 4 1980 5592.00 1240 5761 65.6 57.8 67.0 51.3 60.0 5 1981 8105.60 1240 6804 77.7 75.4 68.8 74.6 63.1 6 1982 9196.00 1240 7681 87.7 85.5 71.7 84.7 66.8 7 1983 6490.00 1240 5360 61.2 60.6 70.0 59.8 65.8 8 1984 8216.00 1240 7338 83.5 77.6 71.0 75.4 67.0 9 1985 7780.21 1240 6918 79.0 75.3 71.5 71.6 67.5 10 1986 6722.62 1240 6370 72.7 68.2 71.2 61.9 67.0 11 1987 5622.99 1240 7273 83.0 76.2 71.6 51.8 65.5 12 1988 5591.76 1240 6593 75.1 74.8 71.9 51.3 64.3 13 1989 5165.80 1240 4807 54.9 53.6 70.5 47.6 63.0 14 1990 9100.10 1240 8631 98.5 90.0 71.9 83.8 64.5 15 1991 3917.76 1240 3626 41.4 39.3 69.7 36.1 62.6 16 1992 7630.50 1240 7184 81.8 81.5 70.4 70.0 63.1 17 1993 7441.76 1240 7368 84.1 83.8 71.2 68.5 63.4 18 1994 7973.79 1240 7468 85.2 84.9 72.0 73.4 64.0 19 1995 7854.23 1240 6603 75.4 75.4 72.2 72.3 64.4 20 1996 7857.36 1240 6762 77.0 80.1 72.6 72.1 64.8 21 1997 8469.43 1240 7560 86.3 85.9 73.2 78.0 65.4 22 1998 8182.07 1240 7409 84.6 84.4 73.7 75.3 65.9 23 1999 8707.40 1240 7474 85.3 85.0 74.2 80.2 66.5 24 2000 8295.68 1240 7950 90.5 89.2 74.8 76.2 66.9 25 2001 7442.24 1240 6470 73.9 73.8 74.8 68.5 67.0 26 2002 10173.60 1240 8371 95.6 95.2 75.6 93.7 68.0 27 2003 7792.04 1240 6630 75.7 75.3 75.6 71.7 68.2 28 2004 8768.39 1240 7309 83.2 82.5 75.8 80.5 68.6 29 2005 6892.46 1240 6014 68.6 64.0 75.4 63.4 68.4 30 2006 8312.14 1240 6929 79.1 77.9 75.5 76.5 68.7 31 2007 885.24 1240 731 8.3 8.2 73.3 8.2 66.7 32 2008 10367.97 1240 8766 99.8 96.1 74.0 95.2 67.6 33 2009 1511.33 1240 1513 17.3 14.1 72.2 13.9 66.0 34 2010 9737.54 1240 8138 92.9 90.4 72.8 89.6 66.7 35 2011 1640.98 1240 1342 26.4 59.3 72.5 26.0 66.0 | BIBLIS-B | PWR | PWR | Permanent Shutdown | 1178 | 1240 | 1300 | 3733 | 247.35 | RWE Power AG | RWE Power AG | 1972-02-01 | 1976-03-25 | 1976-04-25 | None | None | 2011-08-06 | 1977-01-31 | 0.66 | 0.745 | 0.725 | 91
91 | GERMANY | Year Electricity Supplied [GW.h] ... Load Factor [%] Year Electricity Supplied [GW.h] ... Annual Cumulative 0 1985 Data from a trial operation not provided ... Data from a trial operation not provided Data from a trial operation not provided 1 1986 558.850 ... NaN NaN 2 1987 1134.330 ... 45.3 45.3 3 1988 294.630 ... 34.3 41.3 [4 rows x 9 columns] | THTR-300 | HTGR | Pebble bed reactor | Permanent Shutdown | 296 | 296 | 308 | 760 | 2.76 | None | None | 1971-05-03 | 1983-09-13 | 1985-11-16 | None | None | 1988-09-29 | 1987-06-01 | 0.413 | 0.56 | 0.413 | 92
92 | GERMANY | Year Electricity Supplied [GW.h] ... Load Factor [%] Year Electricity Supplied [GW.h] ... Annual Cumulative 0 1966 Data from a trial operation not provided ... Data from a trial operation not provided Data from a trial operation not provided 1 1967 Data Not Provided ... Data Not Provided Data Not Provided 2 1968 " ... " " 3 1969 " ... " " 4 1970 " ... " " 5 1971 334.400 ... 65.8 NC 6 1972 434.900 ... 85.4 NC 7 1973 88.000 ... 19.3 NC 8 1974 326.200 ... 71.6 61.4 9 1975 327.400 ... 71.9 63.4 10 1976 394.200 ... 88.0 67.3 11 1977 295.000 ... 66.0 67.1 12 1978 389.800 ... 87.2 69.5 13 1979 379.000 ... 83.2 71.0 14 1980 327.000 ... 71.6 71.1 15 1981 248.000 ... 54.4 69.6 16 1982 365.000 ... 80.1 70.4 17 1983 305.000 ... 67.0 70.2 18 1984 131.300 ... 86.8 70.6 [19 rows x 9 columns] | MZFR | PHWR | - | Permanent Shutdown | 50 | 52 | 57 | 200 | 4.79 | Kerntechnische Entsorgung Karlsruhe GmbH | None | 1961-12-01 | 1965-09-29 | 1966-03-09 | None | None | 1984-05-03 | 1966-12-19 | 0.706 | 0.733 | 0.708 | 93
93 | GERMANY | Year Electricity Supplied [GW.h] Reference Unit Power [MW] Annual Time On Line [h] Operation Factor [%] Energy Availability Factor [%] Load Factor [%] Year Electricity Supplied [GW.h] Reference Unit Power [MW] Annual Time On Line [h] Operation Factor [%] Annual Cumulative Annual Cumulative 0 1983 944.00 1260 1652 NaN NaN NaN NaN NaN 1 1984 9672.00 1260 8112 96.8 93.9 93.9 94.5 94.5 2 1985 9301.89 1260 7551 86.2 84.5 88.5 84.3 88.7 3 1986 9488.32 1260 7780 88.8 87.0 88.0 86.0 87.7 4 1987 9180.23 1260 7822 89.3 87.9 88.0 83.2 86.5 5 1988 9219.17 1260 8018 91.3 90.0 88.4 83.3 85.8 6 1989 8241.57 1260 7247 82.7 78.4 86.7 74.7 83.9 7 1990 8830.15 1260 7507 85.7 84.5 86.4 80.0 83.3 8 1991 7737.57 1260 6946 79.3 80.0 85.5 70.1 81.6 9 1992 8324.99 1260 7188 81.8 83.2 85.3 75.2 80.9 10 1993 6558.50 1260 5399 61.6 61.3 82.8 59.4 78.7 11 1994 2479.82 1260 2091 23.9 25.2 77.5 22.5 73.4 12 1995 9217.93 1260 7824 89.3 88.2 78.4 83.5 74.3 13 1996 8242.34 1260 6868 78.2 83.9 78.8 74.5 74.3 14 1997 9250.61 1260 7492 85.5 85.1 79.3 83.8 75.0 15 1998 4611.08 1260 3878 44.3 44.0 76.9 41.8 72.8 16 1999 10517.10 1260 8760 100.0 99.4 78.3 95.3 74.2 17 2000 9022.89 1260 7975 90.8 90.2 79.0 81.5 74.6 18 2001 8141.91 1260 6591 75.2 76.2 78.8 73.8 74.6 19 2002 8483.92 1260 7069 80.7 78.0 78.8 76.9 74.7 20 2003 9488.52 1260 7809 89.1 88.2 79.3 86.0 75.3 21 2004 9626.67 1260 7825 89.1 87.7 79.7 87.0 75.8 22 2005 9243.37 1260 7328 83.6 82.4 79.8 83.7 76.2 23 2006 10177.78 1260 7941 90.6 88.6 80.2 92.2 76.9 24 2007 5454.86 1346 4151 47.4 46.6 78.7 46.3 75.5 25 2008 0.00 1346 0 0.0 0.0 75.3 0.0 72.3 26 2009 334.96 1346 353 4.0 2.9 72.3 2.8 69.4 27 2010 0.00 1346 0 0.0 0.0 69.5 0.0 66.7 28 2011 0.00 1346 0 0.0 0.0 67.9 0.0 65.2 | KRUEMMEL | BWR | BWR-69 | Permanent Shutdown | 1260 | 1346 | 1402 | 3690 | 201.71 | 1. (50%) Vattenfall Europe Nuclear Energy GmbH 2. (50%) E.ON Kernkraft GmbH | Kernkraftwerk Krümmel GmbH & Co. oHG | 1974-04-05 | 1983-09-14 | 1983-09-28 | None | None | 2011-08-06 | 1984-03-28 | 0.652 | 0.692 | 0.679 | 94
95 | GERMANY | Year Electricity Supplied [GW.h] Reference Unit Power [MW] Annual Time On Line [h] Operation Factor [%] Energy Availability Factor [%] Load Factor [%] Year Electricity Supplied [GW.h] Reference Unit Power [MW] Annual Time On Line [h] Operation Factor [%] Annual Cumulative Annual Cumulative 0 1986 1357.59 1165 0 NaN NaN NaN NaN NaN 1 1987 2904.30 1165 1564 42.6 92.9 92.9 67.9 67.9 2 1988 6029.36 1219 5884 96.9 95.7 94.7 81.5 76.4 | MUELHEIM-KAERLICH | PWR | PWR | Permanent Shutdown | 1219 | 1219 | 1302 | 3760 | 10.29 | None | Kernkraftwerk Gundremmingen GmbH | 1975-01-15 | 1986-03-01 | 1986-03-14 | None | None | 1988-09-09 | 1987-08-18 | 0.764 | 0.76 | 0.947 | 96
96 | GERMANY | Year Electricity Supplied [GW.h] ... Load Factor [%] Year Electricity Supplied [GW.h] ... Annual Cumulative 0 1981 Data from a trial operation not provided ... Data from a trial operation not provided Data from a trial operation not provided 1 1982 8139.100 ... 98.2 98.2 2 1983 9412.000 ... 87.4 91.0 3 1984 9590.000 ... 88.8 90.2 4 1985 9741.630 ... 90.0 90.1 5 1986 8718.170 ... 80.6 88.0 6 1987 8360.600 ... 77.3 86.0 7 1988 8799.910 ... 81.1 85.3 8 1989 9401.730 ... 86.9 85.5 9 1990 7910.250 ... 73.1 84.0 10 1991 9753.480 ... 90.2 84.7 11 1992 9657.150 ... 89.0 85.1 12 1993 8845.900 ... 81.8 84.8 13 1994 9674.490 ... 86.6 85.0 14 1995 9946.030 ... 89.0 85.3 15 1996 9528.580 ... 85.1 85.3 16 1997 10130.990 ... 90.7 85.6 17 1998 9146.960 ... 81.9 85.4 18 1999 8336.680 ... 74.6 84.8 19 2000 9600.880 ... 85.7 84.8 20 2001 10573.940 ... 94.7 85.3 21 2002 9889.940 ... 88.6 85.5 22 2003 10270.240 ... 92.0 85.8 23 2004 10129.420 ... 90.4 86.0 24 2005 10105.980 ... 90.5 86.2 25 2006 9424.880 ... 84.4 86.1 26 2007 10311.470 ... 92.3 86.4 27 2008 9763.010 ... 87.2 86.4 28 2009 10447.260 ... 93.5 86.7 29 2010 7492.570 ... 67.1 86.0 30 2011 8532.310 ... 76.4 85.6 31 2012 9996.430 ... 89.3 85.8 32 2013 9664.790 ... 86.5 85.8 33 2014 9852.990 ... 88.2 85.9 34 2015 4090.520 ... 75.1 85.7 [35 rows x 9 columns] | GRAFENRHEINFELD | PWR | PWR | Permanent Shutdown | 1225 | 1275 | 1345 | 3765 | 315.58 | E.ON Kernkraft GmbH | E.ON Kernkraft GmbH | 1975-01-01 | 1981-12-09 | 1981-12-30 | None | None | 2015-06-27 | 1982-06-17 | 0.857 | 0.887 | 0.874 | 97
97 | GERMANY | Year Electricity Supplied [GW.h] Reference Unit Power [MW] Annual Time On Line [h] Operation Factor [%] Energy Availability Factor [%] Load Factor [%] Year Electricity Supplied [GW.h] Reference Unit Power [MW] Annual Time On Line [h] Operation Factor [%] Annual Cumulative Annual Cumulative 0 1984 26.00 1268 110 NaN NaN NaN NaN NaN 1 1985 9359.82 1268 7896 96.8 94.6 94.6 95.0 95.0 2 1986 10235.29 1268 7958 90.8 90.6 92.2 92.2 93.3 3 1987 9616.23 1268 7446 85.0 85.0 89.5 86.6 90.8 4 1988 9710.85 1268 7656 87.2 86.5 88.7 87.2 89.8 5 1989 9677.25 1268 7575 86.5 86.2 88.1 87.1 89.2 6 1990 8516.34 1268 6628 75.7 75.5 85.9 76.7 87.0 7 1991 9903.33 1276 7757 88.6 88.0 86.2 89.1 87.3 8 1992 9399.95 1324 7273 82.8 82.2 85.7 83.2 86.8 9 1993 10481.33 1324 7946 90.7 90.5 86.3 90.4 87.2 10 1994 10284.77 1336 7778 88.8 88.7 86.5 87.9 87.3 11 1995 10550.55 1336 7990 91.2 91.0 87.0 90.2 87.6 12 1996 11217.64 1358 8323 94.8 94.7 87.7 94.0 88.2 13 1997 11113.50 1358 8358 95.4 95.3 88.3 93.4 88.6 14 1998 10731.47 1358 8304 94.8 93.0 88.6 90.2 88.7 15 1999 11122.95 1358 8431 96.2 96.1 89.2 93.5 89.0 16 2000 10689.10 1392 8115 92.4 92.2 89.4 89.2 89.1 17 2001 8995.77 1392 6749 77.0 76.6 88.6 73.8 88.1 18 2002 11053.16 1392 8138 92.9 92.4 88.8 90.6 88.2 19 2003 11010.16 1392 8234 94.0 93.5 89.1 90.3 88.4 20 2004 10295.05 1392 7641 87.0 86.9 88.9 84.2 88.1 21 2005 10823.36 1392 8099 92.4 89.3 89.0 88.8 88.2 22 2006 10956.19 1392 8138 92.9 91.2 89.1 89.8 88.2 23 2007 11172.85 1392 8254 94.2 92.1 89.2 91.6 88.4 24 2008 10840.80 1392 7953 90.5 88.7 89.2 88.7 88.4 25 2009 10969.60 1392 8104 92.5 92.3 89.3 90.0 88.5 26 2010 11192.14 1402 8146 93.0 91.6 89.4 91.1 88.6 27 2011 10727.21 1402 7901 90.2 89.0 89.4 87.3 88.5 28 2012 10227.82 1402 7523 85.6 85.5 89.2 83.0 88.3 29 2013 8714.51 1402 6422 73.3 73.1 88.7 71.0 87.7 30 2014 9631.54 1402 7197 82.2 82.0 88.4 78.4 87.4 31 2015 10621.37 1402 7932 90.6 90.4 88.5 86.5 87.4 32 2016 9697.03 1402 7231 82.3 82.2 88.3 78.7 87.1 33 2017 7380.91 1402 5535 63.2 63.1 87.5 60.1 86.2 34 2018 10323.15 1402 7939 90.6 84.0 87.4 84.0 86.2 35 2019 9963.12 1402 7851 89.6 81.2 87.2 81.1 86.0 | PHILIPPSBURG-2 | PWR | PWR | Permanent Shutdown | 1268 | 1402 | 1468 | 3950 | 357.04 | EnBW Kernkraft GmbH | EnBW Kernkraft GmbH | 1977-07-07 | 1984-12-13 | 1984-12-17 | None | None | 2019-12-31 | 1985-04-18 | 0.86 | 0.882 | 0.872 | 98
99 | GERMANY | Year Electricity Supplied [GW.h] Reference Unit Power [MW] Annual Time On Line [h] Operation Factor [%] Energy Availability Factor [%] Load Factor [%] Year Electricity Supplied [GW.h] Reference Unit Power [MW] Annual Time On Line [h] Operation Factor [%] Annual Cumulative Annual Cumulative 0 1984 6132.00 1244 5744 96.4 92.2 92.2 91.9 91.9 1 1985 9147.46 1244 7852 89.6 85.5 87.5 83.9 86.3 2 1986 8298.28 1244 7434 84.9 83.1 85.7 76.2 82.1 3 1987 8413.20 1240 7876 89.9 84.4 85.3 77.4 80.8 4 1988 7079.26 1240 7706 87.7 83.6 84.9 65.0 77.2 5 1989 9653.70 1240 8743 99.8 97.8 87.3 88.9 79.3 6 1990 8442.28 1240 7717 88.1 83.6 86.7 77.7 79.1 7 1991 8002.67 1240 7520 85.8 74.8 85.1 73.7 78.4 8 1992 7366.84 1240 7073 80.5 78.4 84.3 67.6 77.1 9 1993 8015.81 1240 7632 87.1 84.9 84.4 73.8 76.7 10 1994 8825.63 1240 8213 93.8 91.6 85.1 81.2 77.2 11 1995 8681.71 1284 7535 86.0 84.8 85.1 77.2 77.2 12 1996 9370.89 1284 7903 90.0 88.6 85.4 83.1 77.7 13 1997 9206.14 1284 8264 94.3 92.8 85.9 81.8 78.0 14 1998 9072.10 1284 7996 91.3 89.2 86.2 80.7 78.2 15 1999 9595.38 1284 8257 94.3 93.3 86.6 85.3 78.6 16 2000 9336.39 1284 7887 89.8 88.8 86.8 82.8 78.9 17 2001 10216.71 1284 8405 96.0 94.8 87.2 90.8 79.6 18 2002 9976.95 1284 8139 92.9 92.1 87.5 88.7 80.1 19 2003 10480.40 1284 8325 95.0 94.4 87.9 93.2 80.8 20 2004 10283.07 1284 8208 93.4 91.3 88.0 91.2 81.3 21 2005 10299.94 1284 8145 93.0 91.5 88.2 91.6 81.8 22 2006 10085.79 1284 7963 90.9 89.4 88.2 89.7 82.2 23 2007 10496.50 1284 8299 94.7 92.9 88.4 93.3 82.6 24 2008 9669.91 1284 7568 86.2 85.1 88.3 85.7 82.8 25 2009 10389.87 1284 8111 92.6 92.0 88.5 92.4 83.2 26 2010 9460.79 1284 7362 84.0 83.2 88.3 84.1 83.2 27 2011 10320.08 1284 8054 91.9 91.3 88.4 91.8 83.5 28 2012 9862.66 1284 7731 88.0 87.2 88.3 87.4 83.6 29 2013 9647.36 1284 7644 87.3 85.9 88.2 85.8 83.7 30 2014 9527.07 1284 7477 85.4 84.7 88.1 84.7 83.8 31 2015 10333.30 1284 8233 94.0 93.5 88.3 91.9 84.0 32 2016 9517.68 1284 7889 89.8 85.5 88.2 84.4 84.0 33 2017 9173.05 1284 8152 93.1 83.8 88.1 81.6 83.9 | GUNDREMMINGEN-B | BWR | BWR-72 | Permanent Shutdown | 1244 | 1284 | 1344 | 3840 | 314.49 | None | Kernkraftwerk Gundremmingen GmbH | 1976-07-20 | 1984-03-09 | 1984-03-16 | None | None | 2017-12-31 | 1984-07-19 | 0.839 | 0.904 | 0.881 | 100
100 | GERMANY | Year Electricity Supplied [GW.h] Reference Unit Power [MW] Annual Time On Line [h] Operation Factor [%] Energy Availability Factor [%] Load Factor [%] Year Electricity Supplied [GW.h] Reference Unit Power [MW] Annual Time On Line [h] Operation Factor [%] Annual Cumulative Annual Cumulative 0 1984 1214.00 1290 1424 NaN NaN NaN NaN NaN 1 1985 10871.05 1300 8406 95.6 95.2 95.2 95.0 95.0 2 1986 10205.37 1300 8120 92.7 89.7 92.3 89.6 92.2 3 1987 9648.48 1300 7979 91.1 86.4 90.3 84.7 89.6 4 1988 10208.28 1300 8104 92.3 90.8 90.4 89.4 89.6 5 1989 10279.44 1300 8058 92.0 90.3 90.4 90.3 89.7 6 1990 10123.56 1325 7872 89.9 88.1 90.0 87.9 89.4 7 1991 9957.76 1325 7603 86.8 86.4 89.5 85.8 88.9 8 1992 10424.29 1325 7981 90.9 90.0 89.6 89.6 89.0 9 1993 10680.11 1325 8147 93.0 92.8 89.9 92.0 89.3 10 1994 10266.46 1325 8063 92.0 91.9 90.1 88.4 89.2 11 1995 10771.16 1360 7986 91.2 91.1 90.2 91.1 89.4 12 1996 10589.85 1360 7861 89.5 88.9 90.1 88.6 89.3 13 1997 11864.65 1360 8760 100.0 100.0 90.9 99.6 90.2 14 1998 11146.31 1360 8301 94.8 94.5 91.2 93.6 90.4 15 1999 11212.15 1360 8351 95.3 95.3 91.4 94.1 90.6 16 2000 11055.88 1360 8250 93.9 93.7 91.6 92.6 90.8 17 2001 10926.65 1360 8310 94.9 94.2 91.7 91.7 90.8 18 2002 10791.89 1360 8233 94.0 93.8 91.9 90.6 90.8 19 2003 10933.04 1360 8343 95.2 95.0 92.0 91.8 90.9 20 2004 10695.42 1360 8245 93.9 93.6 92.1 89.5 90.8 21 2005 10840.95 1360 8364 95.5 94.5 92.2 91.0 90.8 22 2006 10995.69 1360 8296 94.7 94.2 92.3 92.3 90.9 23 2007 10818.40 1360 8270 94.4 93.6 92.4 90.8 90.9 24 2008 10545.95 1360 8048 91.6 91.0 92.3 88.3 90.8 25 2009 10867.47 1360 8288 94.6 92.0 92.3 91.2 90.8 26 2010 10782.44 1360 8267 94.4 92.0 92.3 90.5 90.8 27 2011 9603.19 1360 7341 83.8 81.9 91.9 80.6 90.4 28 2012 11008.61 1360 8374 95.3 94.9 92.0 92.2 90.4 29 2013 10420.06 1360 7847 89.6 89.4 91.9 87.5 90.4 30 2014 9481.18 1360 7326 83.6 83.0 91.6 79.6 90.0 31 2015 9864.56 1360 7792 89.0 86.3 91.4 82.8 89.8 32 2016 8415.91 1360 6597 75.1 72.0 90.8 70.4 89.1 33 2017 9133.02 1360 7540 86.1 78.7 90.4 76.7 88.8 34 2018 10339.24 1360 8131 92.8 91.6 90.5 86.8 88.7 35 2019 10113.33 1360 7889 90.1 87.6 90.4 84.9 88.6 36 2020 9909.60 1360 7774 88.5 85.9 90.3 83.0 88.4 37 2021 10492.41 1360 8121 92.7 90.4 90.3 88.1 88.4 | GROHNDE | PWR | PWR | Permanent Shutdown | 1289 | 1360 | 1430 | 3900 | 386.84 | 1. (83,3%) PreussenElektra GmbH 2. (16,7%) Stadtwerke Bielefeld | PreussenElektra GmbH | 1976-06-01 | 1984-09-01 | 1984-09-05 | None | None | 2021-12-31 | 1985-02-01 | 0.884 | 0.916 | 0.903 | 101
101 | GERMANY | Year Electricity Supplied [GW.h] Reference Unit Power [MW] Annual Time On Line [h] Operation Factor [%] Energy Availability Factor [%] Load Factor [%] Year Electricity Supplied [GW.h] Reference Unit Power [MW] Annual Time On Line [h] Operation Factor [%] Annual Cumulative Annual Cumulative 0 1984 1310.00 1244 1258 NaN NaN NaN NaN NaN 1 1985 9149.56 1244 7663 93.2 91.1 91.1 89.8 89.8 2 1986 8018.53 1244 7945 90.7 84.7 87.7 73.6 81.3 3 1987 7333.18 1248 7345 83.8 74.7 83.2 67.1 76.4 4 1988 7456.14 1248 7887 89.8 88.3 84.5 68.0 74.3 5 1989 7884.50 1248 7722 88.2 84.2 84.5 72.1 73.8 6 1990 8264.75 1248 7519 85.8 80.2 83.8 75.6 74.1 7 1991 8341.34 1248 7709 88.0 85.9 84.1 76.3 74.4 8 1992 9381.03 1248 8784 100.0 98.9 85.9 85.6 75.8 9 1993 6689.16 1248 7051 80.5 79.1 85.2 61.2 74.2 10 1994 7501.99 1248 7147 81.6 80.7 84.7 68.6 73.6 11 1995 9376.72 1288 7929 90.5 89.3 85.2 83.1 74.5 12 1996 9508.99 1288 8176 93.1 91.7 85.7 84.0 75.4 13 1997 9013.63 1288 7861 89.7 88.7 86.0 79.9 75.7 14 1998 9629.47 1288 8153 93.1 91.5 86.4 85.4 76.4 15 1999 8187.60 1288 6942 79.2 77.0 85.7 72.6 76.2 16 2000 10176.83 1288 8375 95.3 94.6 86.3 90.0 77.0 17 2001 9838.39 1288 8016 91.5 87.2 86.4 87.2 77.7 18 2002 10335.84 1288 8301 94.8 93.4 86.8 91.6 78.4 19 2003 9965.59 1288 7931 90.5 89.2 86.9 88.3 79.0 20 2004 8470.48 1288 6747 76.8 74.9 86.3 74.9 78.8 21 2005 10015.64 1288 8158 93.1 89.2 86.4 88.8 79.3 22 2006 10542.96 1288 8289 94.6 93.7 86.8 93.4 79.9 23 2007 9888.31 1288 7729 88.2 87.4 86.8 87.6 80.2 24 2008 9928.98 1288 7737 88.1 87.3 86.8 87.8 80.6 25 2009 10275.18 1288 8036 91.7 90.9 87.0 91.1 81.0 26 2010 10394.76 1288 8125 92.8 91.7 87.2 92.1 81.4 27 2011 9454.97 1288 7412 84.6 84.1 87.0 83.8 81.5 28 2012 10099.09 1288 8057 91.7 91.1 87.2 89.3 81.8 29 2013 10015.72 1288 7850 89.6 89.2 87.2 88.8 82.0 30 2014 10031.13 1288 7921 90.4 89.4 87.3 88.9 82.3 31 2015 9841.63 1288 7900 90.2 89.5 87.4 87.2 82.4 32 2016 8918.29 1288 7553 86.0 79.6 87.2 78.8 82.3 33 2017 9462.05 1288 7696 87.8 85.9 87.1 83.9 82.4 34 2018 9874.20 1288 7920 90.4 88.6 87.2 87.5 82.5 35 2019 9900.24 1288 7809 89.1 88.4 87.2 87.8 82.7 36 2020 8710.13 1288 6972 79.4 77.5 86.9 77.0 82.5 37 2021 10855.38 1288 8756 100.0 97.4 87.2 96.2 82.9 | GUNDREMMINGEN-C | BWR | BWR-72 | Permanent Shutdown | 1249 | 1288 | 1344 | 3840 | 344.66 | 1. (75%) RWE Power AG 2. (25%) PreussenElektra GmbH | Kernkraftwerk Gundremmingen GmbH | 1976-07-20 | 1984-10-26 | 1984-11-02 | None | None | 2021-12-31 | 1985-01-18 | 0.829 | 0.893 | 0.872 | 102
103 | GERMANY | Year Electricity Supplied [GW.h] ... Load Factor [%] Year Electricity Supplied [GW.h] ... Annual Cumulative 0 1966 Data from a trial operation not provided ... Data from a trial operation not provided Data from a trial operation not provided 1 1967 Data Not Provided ... Data Not Provided Data Not Provided 2 1968 " ... " " 3 1969 " ... " " 4 1970 " ... " " 5 1971 1991.000 ... 90.9 NC 6 1972 1820.300 ... 82.9 NC 7 1973 1634.200 ... 77.7 NC 8 1974 1818.500 ... 86.5 84.6 9 1975 1797.500 ... 86.6 85.0 10 1976 1211.400 ... 58.2 80.6 11 1977 73.700 ... 0 80.6 [12 rows x 9 columns] | GUNDREMMINGEN-A | BWR | None | Permanent Shutdown | 237 | 237 | 250 | 801 | 13.79 | None | None | 1962-12-12 | 1966-08-14 | 1966-12-01 | None | None | 1977-01-13 | 1967-04-12 | 0.806 | 0.812 | 0.801 | 104
105 | GERMANY | Year Electricity Supplied [GW.h] Reference Unit Power [MW] Annual Time On Line [h] Operation Factor [%] Energy Availability Factor [%] Load Factor [%] Year Electricity Supplied [GW.h] Reference Unit Power [MW] Annual Time On Line [h] Operation Factor [%] Annual Cumulative Annual Cumulative 0 1988 6023.00 1310 6177 93.6 95.1 95.1 69.6 69.6 1 1989 7728.92 1310 6876 78.5 73.4 82.7 67.4 68.3 2 1990 9271.36 1310 7915 90.4 84.9 83.5 80.8 72.9 3 1991 9699.19 1320 7732 88.3 87.8 84.7 84.0 75.8 4 1992 9843.49 1320 7917 90.1 89.9 85.8 84.9 77.8 5 1993 10192.97 1330 8052 91.9 88.1 86.2 87.5 79.5 6 1994 10499.86 1330 8209 93.7 93.1 87.2 90.1 81.1 7 1995 10040.31 1340 7891 90.1 89.8 87.6 86.0 81.7 8 1996 10265.10 1365 7989 91.0 88.5 87.7 87.3 82.4 9 1997 10906.39 1365 8258 94.3 94.1 88.4 91.2 83.3 10 1998 10758.10 1365 8356 95.4 93.6 88.8 90.0 83.9 11 1999 11610.87 1380 8465 96.6 96.5 89.5 96.0 85.0 12 2000 11291.15 1400 8311 94.6 94.5 89.9 91.8 85.6 13 2001 11731.31 1400 8506 97.1 97.1 90.5 95.7 86.3 14 2002 11512.23 1400 8350 95.3 95.1 90.8 93.9 86.8 15 2003 11671.59 1400 8491 96.9 95.9 91.1 95.2 87.4 16 2004 11595.28 1400 8395 95.6 95.4 91.4 94.3 87.8 17 2005 11102.56 1400 7976 91.0 90.5 91.4 90.5 88.0 18 2006 11755.26 1400 8494 97.0 96.6 91.6 95.8 88.4 19 2007 11377.49 1400 8200 93.6 93.0 91.7 92.8 88.6 20 2008 11456.15 1400 8217 93.6 93.2 91.8 93.2 88.9 21 2009 11484.85 1410 8277 94.5 94.3 91.9 93.4 89.1 22 2010 11375.28 1410 8162 93.2 93.0 92.0 92.1 89.2 23 2011 11655.84 1410 8378 95.6 95.5 92.1 94.4 89.4 24 2012 11385.03 1410 8299 94.5 94.3 92.2 91.9 89.5 25 2013 11402.06 1410 8400 95.9 94.3 92.3 92.3 89.6 26 2014 10794.90 1410 8350 95.3 90.5 92.2 87.4 89.6 27 2015 10505.19 1410 7798 89.0 88.7 92.1 85.0 89.4 28 2016 11338.88 1410 8420 95.9 94.0 92.2 91.6 89.5 29 2017 10901.56 1410 8019 91.5 90.5 92.1 88.3 89.4 30 2018 11477.22 1410 8363 95.5 94.8 92.2 92.9 89.6 31 2019 11384.22 1410 8405 96.0 95.3 92.3 92.2 89.6 32 2020 11030.83 1410 8183 93.2 93.0 92.3 89.1 89.6 33 2021 11421.16 1410 8304 94.8 94.6 92.4 92.5 89.7 | ISAR-2 | PWR | Konvoi | Operational | 1285 | 1410 | 1485 | 3950 | 368.25 | 1. (75%) PreussenElektra GmbH 2. (25%) Stadtwerke München | PreussenElektra GmbH | 1982-09-15 | 1988-01-15 | 1988-01-22 | None | None | None | 1988-04-09 | 0.897 | 0.933 | 0.924 | 106
106 | GERMANY | Year Electricity Supplied [GW.h] Reference Unit Power [MW] Annual Time On Line [h] Operation Factor [%] Energy Availability Factor [%] Load Factor [%] Year Electricity Supplied [GW.h] Reference Unit Power [MW] Annual Time On Line [h] Operation Factor [%] Annual Cumulative Annual Cumulative 0 1986 296.84 1307 228 NaN NaN NaN NaN NaN 1 1987 9481.26 1307 7477 85.4 85.2 85.2 82.8 82.8 2 1988 8581.77 1326 7014 79.8 85.2 85.2 73.7 78.2 3 1989 8991.29 1326 7134 81.4 80.0 83.5 77.4 77.9 4 1990 8337.23 1326 6447 73.6 72.5 80.7 71.8 76.4 5 1991 9492.73 1326 7542 86.1 85.7 81.7 81.7 77.5 6 1992 10788.03 1326 8461 96.3 96.0 84.1 92.6 80.0 7 1993 9447.12 1326 7441 84.9 84.8 84.2 81.3 80.2 8 1994 10228.60 1326 7793 89.0 88.7 84.8 88.1 81.2 9 1995 9912.37 1326 7833 89.4 86.6 85.0 85.3 81.6 10 1996 10555.39 1326 8212 93.5 93.2 85.8 90.6 82.5 11 1997 11249.32 1326 8328 95.1 95.1 86.6 96.8 83.8 12 1998 10752.32 1326 7966 90.9 90.4 87.0 92.6 84.6 13 1999 11093.31 1370 8177 93.3 93.3 87.5 92.4 85.2 14 2000 11335.07 1370 8397 95.6 95.6 88.0 94.2 85.8 15 2001 11215.40 1370 8331 95.1 95.0 88.5 93.4 86.4 16 2002 11336.92 1370 8405 96.0 95.8 89.0 94.5 86.9 17 2003 10564.58 1370 7903 90.2 90.1 89.1 88.0 87.0 18 2004 11040.81 1370 8327 94.8 94.6 89.4 91.8 87.2 19 2005 11400.69 1370 8433 96.3 95.9 89.7 95.0 87.6 20 2006 11201.33 1370 8307 94.8 93.7 89.9 93.3 87.9 21 2007 11425.65 1370 8293 94.7 94.3 90.1 95.2 88.3 22 2008 11450.40 1410 8320 94.7 94.1 90.3 92.4 88.5 23 2009 11459.42 1410 8260 94.3 94.1 90.5 92.8 88.7 24 2010 11360.45 1410 8201 93.6 93.3 90.6 92.0 88.8 25 2011 9701.26 1410 7382 84.3 79.1 90.2 78.5 88.4 26 2012 10246.91 1410 7369 83.9 83.6 89.9 82.7 88.2 27 2013 11146.17 1410 8108 92.6 92.1 90.0 90.2 88.2 28 2014 10974.17 1410 8136 92.9 92.8 90.1 88.9 88.3 29 2015 10624.78 1410 8210 93.7 92.8 90.2 86.0 88.2 30 2016 10958.01 1410 8194 93.3 92.9 90.3 88.5 88.2 31 2017 5480.41 1410 4527 51.7 48.2 88.9 44.4 86.7 32 2018 9838.25 1410 7937 90.6 83.1 88.7 79.6 86.5 33 2019 9635.80 1410 7682 87.7 81.4 88.4 78.0 86.2 34 2020 10015.11 1410 7969 90.7 85.3 88.4 80.9 86.1 35 2021 11436.58 1410 8760 100.0 97.5 88.6 92.6 86.3 | BROKDORF | PWR | PWR | Permanent Shutdown | 1307 | 1410 | 1480 | 3900 | 364.35 | 1. (80%) PreussenElektra GmbH 2. (20%) Vattenfall GmbH | PreussenElektra GmbH | 1976-01-01 | 1986-10-08 | 1986-10-14 | None | None | 2021-12-31 | 1986-12-22 | 0.863 | 0.897 | 0.886 | 107
107 | GERMANY | Year Electricity Supplied [GW.h] Reference Unit Power [MW] Annual Time On Line [h] Operation Factor [%] Energy Availability Factor [%] Load Factor [%] Year Electricity Supplied [GW.h] Reference Unit Power [MW] Annual Time On Line [h] Operation Factor [%] Annual Cumulative Annual Cumulative 0 1988 5694.91 1242 4516 96.5 96.3 96.3 98.1 98.1 1 1989 9857.21 1242 7794 89.0 88.6 91.2 90.6 93.1 2 1990 10039.24 1270 7956 90.8 90.4 90.9 91.2 92.3 3 1991 9287.28 1242 7304 83.4 82.0 88.3 85.4 90.4 4 1992 10158.05 1290 7933 90.3 90.2 88.8 89.6 90.2 5 1993 10477.10 1290 8147 93.0 92.9 89.5 92.7 90.7 6 1994 10526.69 1290 8193 93.5 93.4 90.1 93.2 91.0 7 1995 10495.72 1290 8168 93.2 93.1 90.5 92.9 91.3 8 1996 10557.29 1290 8195 93.3 93.2 90.9 93.2 91.5 9 1997 10650.19 1290 8298 94.7 94.6 91.2 94.2 91.8 10 1998 10794.75 1290 8388 95.8 95.7 91.7 95.5 92.2 11 1999 10729.18 1290 8413 96.0 96.0 92.1 95.0 92.4 12 2000 10801.99 1329 8339 94.9 94.9 92.3 94.1 92.6 13 2001 10933.15 1329 8257 94.3 93.8 92.4 93.9 92.7 14 2002 11242.30 1329 8497 97.0 96.9 92.7 96.6 92.9 15 2003 11096.98 1329 8401 95.9 95.8 92.9 95.3 93.1 16 2004 11147.20 1329 8456 96.3 96.1 93.1 95.5 93.2 17 2005 10887.83 1329 8239 94.0 93.9 93.2 93.5 93.3 18 2006 11147.60 1329 8461 96.6 95.8 93.3 95.8 93.4 19 2007 10989.22 1329 8311 94.9 94.4 93.4 94.4 93.4 20 2008 10896.15 1329 8211 93.5 93.4 93.4 93.3 93.4 21 2009 10849.24 1329 8194 93.5 93.2 93.4 93.2 93.4 22 2010 10977.96 1329 8286 94.6 94.4 93.4 94.3 93.5 23 2011 11055.52 1329 8339 95.2 95.0 93.5 95.0 93.5 24 2012 10847.66 1329 8314 94.6 94.5 93.5 92.9 93.5 25 2013 10912.11 1329 8328 95.1 95.0 93.6 93.7 93.5 26 2014 10954.90 1335 8341 95.2 95.1 93.6 93.9 93.5 27 2015 10396.15 1335 7980 91.1 90.6 93.5 88.9 93.4 28 2016 10539.68 1335 8279 94.2 90.4 93.4 89.9 93.2 29 2017 10751.53 1335 8171 93.3 92.9 93.4 91.9 93.2 30 2018 10915.03 1335 8303 94.8 94.2 93.4 93.3 93.2 31 2019 10237.09 1335 7814 89.2 88.7 93.3 87.5 93.0 32 2020 10836.45 1335 8242 93.8 93.6 93.3 92.4 93.0 33 2021 10779.48 1335 8360 95.4 94.8 93.3 92.2 93.0 | EMSLAND | PWR | Konvoi | Operational | 1242 | 1335 | 1406 | 3850 | 360.77 | 1. (75%) RWE Power AG 2. (25%) PreussenElektra GmbH | None | 1982-08-10 | 1988-04-14 | 1988-04-19 | None | None | None | 1988-06-20 | 0.93 | 0.937 | 0.933 | 108
113 | GERMANY | Year Electricity Supplied [GW.h] ... Load Factor [%] Year Electricity Supplied [GW.h] ... Annual Cumulative 0 1967 Data from a trial operation not provided ... Data from a trial operation not provided Data from a trial operation not provided 1 1968 " ... " " 2 1969 Data Not Provided ... Data Not Provided Data Not Provided 3 1970 " ... " " 4 1971 97.700 ... 74.4 NC 5 1972 98.700 ... 74.9 74.6 6 1973 99.800 ... 87.6 78.6 7 1974 79.100 ... 69.5 76.4 8 1975 96.000 ... 84.3 77.9 9 1976 101.300 ... 88.7 79.6 10 1977 56.600 ... 49.7 75.6 11 1978 39.300 ... 34.5 70.6 12 1979 12.100 ... 10.6 64.2 13 1980 44.400 ... 38.9 61.7 14 1981 75.000 ... 65.9 62.1 15 1982 74.000 ... 65.0 62.3 16 1983 91.000 ... 79.9 63.6 17 1984 64.000 ... 56.0 63.1 18 1985 85.470 ... 75.1 63.9 19 1986 75.060 ... 65.9 64.0 20 1987 42.540 ... 37.4 62.5 21 1988 61.370 ... 53.7 62.0 [22 rows x 9 columns] | AVR JUELICH | HTGR | Pebble bed reactor prototype | Permanent Shutdown | 13 | 13 | 15 | 46 | 1.51 | None | None | 1961-08-01 | 1966-08-16 | 1967-12-17 | None | None | 1988-12-31 | 1969-05-19 | 0.62 | 0.659 | 0.628 | 114
118 | GERMANY | Year Electricity Supplied [GW.h] Reference Unit Power [MW] Annual Time On Line [h] Operation Factor [%] Energy Availability Factor [%] Load Factor [%] Year Electricity Supplied [GW.h] Reference Unit Power [MW] Annual Time On Line [h] Operation Factor [%] Annual Cumulative Annual Cumulative 0 1989 8673.22 1225 8205 94.7 99.8 99.8 84.2 84.2 1 1990 9693.91 1225 7958 90.8 90.2 94.3 90.3 87.7 2 1991 9434.93 1225 7932 90.6 90.5 92.9 87.9 87.8 3 1992 10204.58 1269 8094 92.1 91.6 92.6 91.6 88.8 4 1993 9912.15 1269 8163 93.2 89.0 91.8 89.2 88.9 5 1994 10320.67 1269 8215 93.8 93.6 92.1 92.8 89.6 6 1995 10532.05 1269 8351 95.3 94.7 92.5 94.7 90.4 7 1996 10614.28 1269 8419 95.8 95.1 92.8 95.2 91.0 8 1997 10111.62 1269 8028 91.6 91.6 92.7 91.0 91.0 9 1998 10610.81 1269 8411 96.0 96.0 93.0 95.4 91.5 10 1999 10460.93 1269 8435 96.3 96.1 93.3 94.1 91.7 11 2000 10473.89 1269 8450 96.2 96.2 93.6 94.0 91.9 12 2001 10423.94 1269 8363 95.5 94.2 93.6 93.8 92.0 13 2002 9787.51 1269 7777 88.8 88.7 93.3 88.0 91.8 14 2003 10544.97 1269 8408 96.0 95.8 93.4 94.9 92.0 15 2004 10470.68 1269 8165 93.0 92.9 93.4 93.9 92.1 16 2005 10836.41 1305 8371 95.6 94.8 93.5 94.8 92.3 17 2006 10877.47 1305 8405 96.0 95.4 93.6 95.2 92.4 18 2007 10411.09 1310 8002 91.4 91.1 93.5 90.7 92.3 19 2008 10701.91 1310 8245 93.9 93.3 93.4 93.0 92.4 20 2009 10779.73 1310 8307 94.8 94.6 93.5 93.9 92.4 21 2010 10180.15 1310 7864 89.8 88.6 93.3 88.7 92.3 22 2011 10807.81 1310 8319 95.0 95.0 93.4 94.2 92.4 23 2012 10424.21 1310 8098 92.2 91.8 93.3 90.6 92.3 24 2013 10218.79 1310 7906 90.2 90.0 93.2 89.0 92.1 25 2014 10535.82 1310 8159 93.1 92.9 93.1 91.8 92.1 26 2015 10532.84 1310 8158 93.1 92.4 93.1 91.8 92.1 27 2016 10684.13 1310 8318 94.7 93.5 93.1 92.8 92.1 28 2017 9880.27 1310 7791 88.9 87.0 92.9 86.1 91.9 29 2018 9099.36 1310 7121 81.3 80.5 92.5 79.3 91.5 30 2019 9758.34 1310 7700 87.9 87.4 92.3 85.0 91.3 31 2020 10415.99 1310 8141 92.7 92.3 92.3 90.5 91.3 32 2021 10459.26 1310 8082 92.3 91.8 92.3 91.1 91.2 | NECKARWESTHEIM-2 | PWR | Konvoi | Operational | 1225 | 1310 | 1400 | 3850 | 338.98 | EnBW Kernkraft GmbH | EnBW Kernkraft GmbH | 1982-11-09 | 1988-12-29 | 1989-01-03 | None | None | None | 1989-04-15 | 0.912 | 0.928 | 0.923 | 119
120 | GERMANY | Year Electricity Supplied [GW.h] ... Load Factor [%] Year Electricity Supplied [GW.h] ... Annual Cumulative 0 1968 Data from a trial operation not provided ... Data from a trial operation not provided Data from a trial operation not provided 1 1969 Data Not Provided ... Data Not Provided Data Not Provided 2 1970 2523.000 ... 83.5 83.5 3 1971 2257.200 ... 74.7 79.1 4 1972 2402.200 ... 79.3 79.2 5 1973 2500.100 ... 87.0 81.0 6 1974 2435.800 ... 84.8 81.8 7 1975 2588.300 ... 90.1 83.1 8 1976 2219.200 ... 77.0 82.3 9 1977 2144.600 ... 74.7 81.3 10 1978 2220.100 ... 77.3 80.9 11 1979 2372.000 ... 82.6 81.0 12 1980 2126.000 ... 73.8 80.4 13 1981 2402.000 ... 83.6 80.7 14 1982 2407.400 ... 83.8 80.9 15 1983 1951.000 ... 67.9 80.0 16 1984 2483.000 ... 83.1 80.2 17 1985 2592.890 ... 87.1 80.6 18 1986 2663.340 ... 89.4 81.2 19 1987 2482.960 ... 83.4 81.3 20 1988 2621.640 ... 87.8 81.6 21 1989 2558.000 ... 85.9 81.8 22 1990 1178.240 ... 39.6 79.8 23 1991 1051.660 ... 35.3 77.8 24 1992 1882.040 ... 63.0 77.1 25 1993 2616.830 ... 87.9 77.6 26 1994 2623.850 ... 88.1 78.0 27 1995 2165.450 ... 72.7 77.8 28 1996 2775.010 ... 92.9 78.4 29 1997 2769.420 ... 93.0 78.9 30 1998 2758.760 ... 92.6 79.4 31 1999 2802.820 ... 94.1 79.8 32 2000 2660.260 ... 89.1 80.2 33 2001 2797.060 ... 93.9 80.6 34 2002 2841.110 ... 95.4 81.0 35 2003 2450.170 ... 82.3 81.1 36 2004 2592.810 ... 86.8 81.2 37 2005 857.680 ... 83.5 81.3 [38 rows x 9 columns] | OBRIGHEIM | PWR | None | Permanent Shutdown | 283 | 340 | 357 | 1050 | 86.82 | None | EnBW Kraftwerke AG | 1965-03-15 | 1968-09-22 | 1968-10-29 | None | None | 2005-05-11 | 1969-03-31 | 0.813 | 0.837 | 0.823 | 121
121 | GERMANY | Year Electricity Supplied [GW.h] Reference Unit Power [MW] Annual Time On Line [h] ... Energy Availability Factor [%] Load Factor [%] Year Electricity Supplied [GW.h] Reference Unit Power [MW] Annual Time On Line [h] ... Annual Cumulative Annual Cumulative 0 1966 Data Not Provided Data Not Provided Data Not Provided ... Data Not Provided Data Not Provided Data Not Provided Data Not Provided 1 1967 " " " ... " " " " 2 1968 " " " ... " " " " 3 1969 " " " ... " " " " 4 1970 " " " ... " " " " 5 1971 " " " ... " " " " 6 1972 " " " ... " " " " 7 1973 " " " ... " " " " 8 1974 " " " ... " " " " 9 1975 " " " ... " " " " 10 1976 " " " ... " " " " 11 1977 " " " ... " " " " 12 1978 " " " ... " " " " 13 1979 " " " ... " " " " 14 1980 " " " ... " " " " 15 1981 " " " ... " " " " 16 1982 " " " ... " " " " 17 1983 " " " ... " " " " 18 1984 " " " ... " " " " 19 1985 " " " ... " " " " 20 1986 " " " ... " " " " 21 1987 " " " ... " " " " 22 1988 " " " ... " " " " 23 1989 " " " ... " " " " 24 1990 " " " ... " " " " [25 rows x 9 columns] | RHEINSBERG | PWR | VVER-70 | Permanent Shutdown | 62 | 62 | 70 | 265 | None | ENERGIEWERKE Nord GmbH | ENERGIEWERKE Nord GmbH | 1960-01-01 | 1966-03-01 | 1966-05-06 | None | None | 1990-06-01 | 1966-10-11 | None | None | None | 122
122 | GERMANY | Year Electricity Supplied [GW.h] ... Load Factor [%] Year Electricity Supplied [GW.h] ... Annual Cumulative 0 1973 Data from a trial operation not provided ... Data from a trial operation not provided Data from a trial operation not provided 1 1974 Data Not Provided ... Data Not Provided Data Not Provided 2 1975 " ... " " 3 1976 " ... " " 4 1977 " ... " " 5 1978 " ... " " 6 1979 " ... " " 7 1980 " ... " " 8 1981 " ... " " 9 1982 " ... " " 10 1983 " ... " " 11 1984 " ... " " 12 1985 " ... " " 13 1986 " ... " " 14 1987 " ... " " 15 1988 " ... " " 16 1989 2716.900 ... 76.0 NC 17 1990 Data Not Provided ... Data Not Provided Data Not Provided [18 rows x 9 columns] | GREIFSWALD-1 | PWR | VVER V-230 | Permanent Shutdown | 440 | 408 | 440 | 1375 | 35.45 | ENERGIEWERKE Nord GmbH | ENERGIEWERKE Nord GmbH | 1970-03-01 | 1973-12-15 | 1973-12-17 | None | None | 1990-12-18 | 1974-07-12 | None | None | None | 123
123 | GERMANY | Year Electricity Supplied [GW.h] ... Load Factor [%] Year Electricity Supplied [GW.h] ... Annual Cumulative 0 1974 Data from a trial operation not provided ... Data from a trial operation not provided Data from a trial operation not provided 1 1975 Data Not Provided ... Data Not Provided Data Not Provided 2 1976 " ... " " 3 1977 " ... " " 4 1978 " ... " " 5 1979 " ... " " 6 1980 " ... " " 7 1981 " ... " " 8 1982 " ... " " 9 1983 " ... " " 10 1984 " ... " " 11 1985 " ... " " 12 1986 " ... " " 13 1987 " ... " " 14 1988 " ... " " 15 1989 2654.340 ... 74.3 NC 16 1990 Data Not Provided ... Data Not Provided Data Not Provided [17 rows x 9 columns] | GREIFSWALD-2 | PWR | VVER V-230 | Permanent Shutdown | 408 | 408 | 440 | 1375 | 36.57 | ENERGIEWERKE Nord GmbH | ENERGIEWERKE Nord GmbH | 1970-03-01 | 1974-12-03 | 1974-12-23 | None | None | 1990-02-14 | 1975-04-16 | None | None | None | 124
124 | GERMANY | Year Electricity Supplied [GW.h] ... Load Factor [%] Year Electricity Supplied [GW.h] ... Annual Cumulative 0 1977 Data from a trial operation not provided ... Data from a trial operation not provided Data from a trial operation not provided 1 1978 Data Not Provided ... Data Not Provided Data Not Provided 2 1979 " ... " " 3 1980 " ... " " 4 1981 " ... " " 5 1982 " ... " " 6 1983 " ... " " 7 1984 " ... " " 8 1985 " ... " " 9 1986 " ... " " 10 1987 " ... " " 11 1988 " ... " " 12 1989 2783.690 ... 77.9 NC 13 1990 Data Not Provided ... Data Not Provided Data Not Provided [14 rows x 9 columns] | GREIFSWALD-3 | PWR | VVER V-230 | Permanent Shutdown | 408 | 408 | 440 | 1375 | 33.27 | ENERGIEWERKE Nord GmbH | ENERGIEWERKE Nord GmbH | 1972-04-01 | 1977-10-16 | 1977-10-24 | None | None | 1990-02-28 | 1978-05-01 | None | None | None | 125
125 | GERMANY | Year Electricity Supplied [GW.h] Reference Unit Power [MW] Annual Time On Line [h] ... Energy Availability Factor [%] Load Factor [%] Year Electricity Supplied [GW.h] Reference Unit Power [MW] Annual Time On Line [h] ... Annual Cumulative Annual Cumulative 0 1979 Data Not Provided Data Not Provided Data Not Provided ... Data Not Provided Data Not Provided Data Not Provided Data Not Provided 1 1980 " " " ... " " " " 2 1981 " " " ... " " " " 3 1982 " " " ... " " " " 4 1983 " " " ... " " " " 5 1984 " " " ... " " " " 6 1985 " " " ... " " " " 7 1986 " " " ... " " " " 8 1987 " " " ... " " " " 9 1988 " " " ... " " " " 10 1989 2522.870 408 6951 ... 69.5 NC 70.6 NC 11 1990 Data Not Provided Data Not Provided Data Not Provided ... Data Not Provided Data Not Provided Data Not Provided Data Not Provided [12 rows x 9 columns] | GREIFSWALD-4 | PWR | VVER V-230 | Permanent Shutdown | 408 | 408 | 440 | 1375 | 28.92 | ENERGIEWERKE Nord GmbH | ENERGIEWERKE Nord GmbH | 1972-04-01 | 1979-07-22 | 1979-09-03 | None | None | 1990-06-02 | 1979-11-01 | None | None | None | 126
126 | GERMANY | Year Electricity Supplied [GW.h] Reference Unit Power [MW] Annual Time On Line [h] ... Energy Availability Factor [%] Load Factor [%] Year Electricity Supplied [GW.h] Reference Unit Power [MW] Annual Time On Line [h] ... Annual Cumulative Annual Cumulative 0 1989 Data Not Provided Data Not Provided Data Not Provided ... Data Not Provided Data Not Provided Data Not Provided Data Not Provided [1 rows x 9 columns] | GREIFSWALD-5 | PWR | VVER V-213 | Permanent Shutdown | 408 | 408 | 440 | 1375 | None | None | ENERGIEWERKE Nord GmbH | 1976-12-01 | 1989-03-26 | 1989-04-24 | None | None | 1989-11-24 | 1989-11-01 | None | None | None | 127
132 | GERMANY | Year Electricity Supplied [GW.h] Reference Unit Power [MW] Annual Time On Line [h] ... Energy Availability Factor [%] Load Factor [%] Year Electricity Supplied [GW.h] Reference Unit Power [MW] Annual Time On Line [h] ... Annual Cumulative Annual Cumulative 0 1968 Data Not Provided Data Not Provided Data Not Provided ... Data Not Provided Data Not Provided Data Not Provided Data Not Provided 1 1969 " " " ... " " " " 2 1970 " " " ... " " " " 3 1971 1418.800 260 5946 ... 62.3 NC 62.3 NC 4 1972 738.100 267 2949 ... 32.4 NC 31.5 NC 5 1973 1276.100 256 5265 ... 59.4 51.1 56.9 50.0 6 1974 462.900 256 1840 ... 21.0 43.7 20.6 42.8 7 1975 1586.200 256 6330 ... 70.5 49.0 70.7 48.3 8 1976 1195.700 182 7156 ... 80.7 52.9 74.8 51.6 9 1977 19.600 183 116 ... 1.3 47.2 1.2 46.0 10 1978 0.000 183 0 ... 0.0 42.5 0.0 41.5 11 1979 0.000 183 0 ... 0 42.5 0 41.5 [12 rows x 9 columns] | LINGEN | BWR | BWR with fossil fuel-fired superheater | Permanent Shutdown | 183 | 183 | 268 | 520 | 9.14 | RWE Nuclear GmbH | Kernkraftwerk Lingen GmbH | 1964-10-01 | 1968-01-31 | 1968-07-01 | None | None | 1977-01-05 | 1968-10-01 | 0.415 | 0.422 | 0.425 | 133
134 | GERMANY | Year Electricity Supplied [GW.h] Reference Unit Power [MW] Annual Time On Line [h] Operation Factor [%] Energy Availability Factor [%] Load Factor [%] Year Electricity Supplied [GW.h] Reference Unit Power [MW] Annual Time On Line [h] Operation Factor [%] Annual Cumulative Annual Cumulative 0 1978 6.30 17 1903 NaN NaN NaN NaN NaN 1 1979 26.20 17 1980 23.0 16.1 16.1 19.4 19.4 2 1980 33.30 21 2625 29.9 22.3 19.8 18.0 18.6 3 1981 35.00 16 3510 40.1 27.1 22.1 25.0 20.6 4 1982 29.00 17 3475 39.7 22.3 22.1 19.5 20.3 5 1983 17.00 16 1707 19.5 13.6 20.5 12.1 18.8 6 1984 52.76 17 4177 47.6 38.6 23.6 35.3 21.5 7 1985 54.11 16 3966 45.3 37.0 25.4 38.6 23.9 8 1986 13.36 16 1139 13.0 7.2 23.2 9.5 22.2 9 1987 14.04 16 1795 20.5 17.0 22.5 10.0 20.8 10 1988 0.00 16 0 0.0 0.0 20.4 0.0 18.8 11 1989 0.00 16 0 0.0 0.0 18.6 0.0 17.2 12 1990 33.80 17 4215 48.1 49.1 21.2 22.7 17.6 13 1991 7.77 17 1034 17.7 19.2 21.1 7.8 17.1 | KNK II | FBR | Prototype | Permanent Shutdown | 18 | 17 | 21 | 58 | 0.32 | Karlsruher Institut für Technologie (Kernforschungszentrum Karlsruhe -KfK) | None | 1974-09-01 | 1977-10-10 | 1978-04-09 | None | None | 1991-08-23 | 1979-03-03 | 0.171 | 0.268 | 0.211 | 135
135 | GERMANY | Year Electricity Supplied [GW.h] Reference Unit Power [MW] Annual Time On Line [h] Operation Factor [%] Energy Availability Factor [%] Load Factor [%] Year Electricity Supplied [GW.h] Reference Unit Power [MW] Annual Time On Line [h] Operation Factor [%] Annual Cumulative Annual Cumulative 0 1971 21.30 640 57 NaN NaN NaN NaN NaN 1 1972 573.50 536 1501 NaN NaN NaN NaN NaN 2 1973 1966.90 480 4338 NaN NaN NaN NaN NaN 3 1974 466.30 480 966 NaN NaN NaN NaN NaN 4 1975 1748.30 512 4078 90.9 91.9 91.9 92.0 92.0 5 1976 3679.10 640 7269 82.8 64.6 67.8 65.4 68.6 6 1977 3639.30 640 7107 81.1 64.7 66.4 64.9 66.8 7 1978 2741.20 640 5456 62.3 48.7 60.7 48.9 61.1 8 1979 1529.00 640 3144 35.9 45.4 57.0 27.3 52.9 9 1980 3798.00 640 8324 94.8 67.6 59.1 67.6 55.8 10 1981 3627.40 640 7372 84.2 64.7 60.0 64.7 57.2 11 1982 1101.60 640 3474 39.7 19.8 54.4 19.6 52.0 12 1983 1418.00 640 2420 27.6 25.3 50.8 25.3 48.7 13 1984 4479.00 640 7101 80.8 79.4 53.9 79.7 52.1 14 1985 4642.79 640 7947 90.7 87.4 57.2 82.8 55.1 15 1986 4822.52 640 7807 89.1 86.1 59.8 86.0 57.9 16 1987 4731.32 640 7929 90.5 86.8 62.0 84.4 60.1 17 1988 4654.86 640 7747 88.2 87.6 64.0 82.8 61.8 18 1989 3787.14 640 6241 71.2 83.0 65.3 67.6 62.2 19 1990 1091.49 640 1795 20.5 29.3 63.0 19.5 59.4 20 1991 4080.23 640 6792 77.5 77.2 63.8 72.8 60.2 21 1992 3788.01 640 6366 72.5 73.3 64.4 67.4 60.6 22 1993 3930.65 640 7472 85.3 72.9 64.9 70.1 61.2 23 1994 3364.36 640 5668 97.2 95.8 66.0 90.1 62.2 | WUERGASSEN | BWR | None | Permanent Shutdown | 640 | 640 | 670 | 1912 | 69.68 | None | None | 1968-01-26 | 1971-10-20 | 1971-12-18 | None | None | 1994-08-26 | 1975-11-11 | 0.622 | 0.719 | 0.66 | 136
136 | EGYPT | None | ELDABAA-1 | PWR | VVER-1200 | Under Construction | 1194 | 1194 | 1194 | 3200 | None | Nuclear Power Plants Authority | Nuclear Power Plants Authority | 2022-07-20 | None | None | None | None | None | None | None | None | None | 137
138 | SPAIN | Year Electricity Supplied [GW.h] ... Load Factor [%] Year Electricity Supplied [GW.h] ... Annual Cumulative 0 1968 Data from a trial operation not provided ... Data from a trial operation not provided Data from a trial operation not provided 1 1969 Data Not Provided ... Data Not Provided Data Not Provided 2 1970 923.000 ... 65.8 65.8 3 1971 1006.900 ... 71.8 68.8 4 1972 896.500 ... 63.8 67.2 5 1973 874.900 ... 65.3 66.7 6 1974 1017.400 ... 72.6 67.9 7 1975 1083.500 ... 80.8 70.0 8 1976 1058.700 ... 78.8 71.2 9 1977 1139.700 ... 85.0 72.9 10 1978 1008.000 ... 75.2 73.2 11 1979 951.400 ... 71.0 72.9 12 1980 914.400 ... 68.0 72.5 13 1981 1108.500 ... 82.7 73.3 14 1982 865.900 ... 64.6 72.7 15 1983 14.800 ... 1.1 67.6 16 1984 1106.900 ... 82.4 68.6 17 1985 276.690 ... 20.6 65.6 18 1986 1049.590 ... 78.3 66.4 19 1987 1097.140 ... 81.9 67.2 20 1988 1142.180 ... 85.0 68.2 21 1989 1132.920 ... 84.8 69.0 22 1990 957.380 ... 71.4 69.1 23 1991 1048.390 ... 78.2 69.5 24 1992 1123.810 ... 83.6 70.1 25 1993 912.960 ... 68.1 70.0 26 1994 21.050 ... 1.6 67.3 27 1995 348.740 ... 26.0 65.7 28 1996 979.790 ... 72.9 66.0 29 1997 815.650 ... 60.9 65.8 30 1998 1100.330 ... 82.1 66.4 31 1999 1109.640 ... 82.8 66.9 32 2000 1098.690 ... 81.8 67.4 33 2001 1057.870 ... 78.9 67.8 34 2002 947.370 ... 70.7 67.8 35 2003 1071.010 ... 79.9 68.2 36 2004 1172.850 ... 90.8 68.8 37 2005 1094.070 ... 88.6 69.3 38 2006 391.570 ... 96.5 69.6 [39 rows x 9 columns] | JOSE CABRERA-1 | PWR | WH 1LP | Permanent Shutdown | 153 | 141 | 150 | 510 | 34.63 | UNION FENOSA GENERATION, S.A. | UNION FENOSA GENERATION, S.A. | 1964-06-24 | 1968-06-30 | 1968-07-14 | None | None | 2006-04-30 | 1969-08-13 | 0.696 | 0.789 | 0.722 | 139
139 | SPAIN | Year Electricity Supplied [GW.h] Reference Unit Power [MW] Annual Time On Line [h] Operation Factor [%] Energy Availability Factor [%] Load Factor [%] Year Electricity Supplied [GW.h] Reference Unit Power [MW] Annual Time On Line [h] Operation Factor [%] Annual Cumulative Annual Cumulative 0 1984 350.20 930 1190 NaN NaN NaN NaN NaN 1 1985 6142.48 939 7300 87.8 81.4 81.4 81.4 81.4 2 1986 6668.30 939 7487 85.5 81.1 81.2 81.1 81.2 3 1987 6883.08 930 7615 86.9 83.4 82.0 84.5 82.4 4 1988 7142.15 930 7850 89.4 85.5 82.9 87.4 83.7 5 1989 7052.24 939 7732 88.3 83.9 83.1 85.7 84.1 6 1990 7070.30 939 7560 86.3 85.1 83.4 86.0 84.4 7 1991 6999.63 953 7660 87.4 83.7 83.5 83.8 84.3 8 1992 7712.12 939 8376 95.4 91.9 84.6 93.5 85.5 9 1993 7016.23 953 7579 86.5 83.6 84.4 84.0 85.3 10 1994 6990.86 953 7553 86.2 83.6 84.4 83.7 85.2 11 1995 8186.97 953 8683 99.1 97.5 85.6 98.1 86.4 12 1996 7687.49 953 8215 93.5 90.9 86.0 91.8 86.8 13 1997 6893.65 953 7668 87.5 83.7 85.9 82.6 86.5 14 1998 8174.10 993 8546 97.6 96.6 86.7 94.0 87.1 15 1999 7491.64 989 8004 91.4 86.4 86.6 86.5 87.0 16 2000 7348.14 989 7808 88.9 84.6 86.5 84.6 86.9 17 2001 8278.15 989 8424 96.2 95.5 87.1 95.6 87.4 18 2002 7918.10 1043 7875 89.9 88.2 87.1 86.7 87.4 19 2003 8002.51 1062 7742 88.4 88.2 87.2 86.4 87.3 20 2004 8813.91 1064 8457 96.3 94.3 87.6 94.3 87.7 21 2005 6765.14 1064 6768 77.3 72.8 86.8 72.6 86.9 22 2006 8872.52 1064 8492 96.9 95.3 87.2 95.2 87.3 23 2007 6008.35 1064 5898 67.3 64.5 86.2 64.5 86.2 24 2008 7856.29 1064 7643 87.0 84.1 86.1 84.1 86.1 25 2009 7747.00 1064 7618 87.0 83.1 85.9 83.1 86.0 26 2010 9201.90 1064 8760 100.0 98.7 86.5 98.7 86.5 27 2011 7599.08 1064 7564 86.4 81.5 86.3 81.5 86.3 28 2012 9064.14 1064 8686 98.9 97.0 86.7 97.0 86.7 29 2013 8012.79 1064 7800 89.0 86.3 86.7 86.0 86.7 30 2014 9114.79 1064 8760 100.0 97.9 87.1 97.8 87.1 31 2015 7438.67 1064 7325 83.6 79.8 86.8 79.8 86.9 32 2016 9187.25 1064 8784 100.0 98.3 87.2 98.3 87.2 33 2017 7060.25 1064 7030 80.2 75.8 86.8 75.8 86.9 34 2018 8816.13 1064 8436 96.3 94.6 87.1 94.6 87.1 35 2019 8074.05 1064 7854 89.7 86.8 87.1 86.6 87.1 36 2020 8902.95 1064 8784 100.0 98.8 87.4 95.3 87.3 37 2021 8078.38 1064 7887 90.0 86.9 87.4 86.7 87.3 | COFRENTES | BWR | BWR-6 (Mark 3) | Operational | 939 | 1064 | 1102 | 3237 | 286.74 | IBERDROLA, S.A. | IBERDROLA, S.A. | 1975-09-09 | 1984-08-23 | 1984-10-14 | None | None | None | 1985-03-11 | 0.873 | 0.902 | 0.874 | 140
140 | SPAIN | Year Electricity Supplied [GW.h] Reference Unit Power [MW] Annual Time On Line [h] Operation Factor [%] Energy Availability Factor [%] Load Factor [%] Year Electricity Supplied [GW.h] Reference Unit Power [MW] Annual Time On Line [h] Operation Factor [%] Annual Cumulative Annual Cumulative 0 1988 2896.23 990 3511 72.1 72.7 72.7 66.3 66.3 1 1989 7147.79 974 7665 87.5 83.8 80.4 83.8 78.5 2 1990 6372.44 974 7170 81.8 74.7 78.1 74.7 77.0 3 1991 6481.54 974 6891 78.7 76.0 77.5 76.0 76.7 4 1992 7938.46 1000 8028 91.4 90.4 80.4 90.4 79.8 5 1993 7395.86 1000 7512 85.8 84.4 81.2 84.4 80.7 6 1994 7927.69 1000 8009 91.4 91.0 82.7 90.5 82.2 7 1995 7472.62 1000 7597 86.7 85.8 83.2 85.3 82.6 8 1996 7626.31 1000 7713 87.8 87.3 83.6 86.8 83.2 9 1997 7765.45 1000 8066 92.1 89.3 84.3 88.6 83.7 10 1998 6589.73 1000 6686 76.3 75.8 83.4 75.2 82.9 11 1999 6828.82 1000 6876 78.5 78.0 83.0 78.0 82.5 12 2000 8206.49 1000 8251 93.9 93.6 83.8 93.4 83.4 13 2001 7907.41 1000 7966 90.9 90.6 84.3 90.3 83.9 14 2002 7827.00 1000 7876 89.9 89.6 84.7 89.3 84.3 15 2003 8114.66 1003 8210 93.7 93.1 85.2 92.5 84.8 16 2004 7980.12 1003 8121 92.4 91.5 85.6 90.6 85.2 17 2005 8080.62 1003 8175 93.3 92.9 86.1 92.0 85.6 18 2006 7687.80 1003 7788 88.9 88.4 86.2 87.5 85.7 19 2007 7948.88 1003 8039 91.8 91.4 86.5 90.5 85.9 20 2008 7743.95 1003 7820 89.0 88.5 86.6 87.9 86.0 21 2009 7197.10 1003 7438 84.9 82.4 86.4 81.9 85.8 22 2010 7695.50 1003 7969 91.0 87.8 86.4 87.6 85.9 23 2011 7835.70 1003 7940 90.6 89.1 86.6 89.2 86.0 24 2012 7948.78 1003 8066 91.8 90.3 86.7 90.2 86.2 25 2013 7487.11 1003 7656 87.4 85.4 86.6 85.2 86.2 26 2014 7785.49 1003 7901 90.2 88.6 86.7 88.6 86.3 27 2015 7926.99 1003 8009 91.4 90.2 86.9 90.2 86.4 28 2016 8004.55 1003 8111 92.3 91.4 87.0 90.8 86.6 29 2017 7983.09 1003 8067 92.1 90.9 87.2 90.9 86.7 30 2018 7732.00 1003 7841 89.5 88.1 87.2 88.0 86.8 31 2019 7905.28 1003 8049 91.9 90.2 87.3 90.0 86.8 32 2020 7729.61 1003 7981 90.9 89.1 87.3 87.7 86.9 33 2021 7408.21 1003 7571 86.4 84.6 87.2 84.3 86.8 | TRILLO-1 | PWR | PWR 3 loops | Operational | 990 | 1003 | 1066 | 3010 | 254.57 | None | CENTRALES NUCLEARES ALMARAZ-TRILLO (ID/UFG/ENDESA/HC/NUCLENOR) | 1979-08-17 | 1988-05-14 | 1988-05-23 | None | None | None | 1988-08-06 | 0.868 | 0.886 | 0.872 | 141
145 | SPAIN | Year Electricity Supplied [GW.h] Reference Unit Power [MW] Annual Time On Line [h] Operation Factor [%] Energy Availability Factor [%] Load Factor [%] Year Electricity Supplied [GW.h] Reference Unit Power [MW] Annual Time On Line [h] Operation Factor [%] Annual Cumulative Annual Cumulative 0 1987 40.28 930 318 NaN NaN NaN NaN NaN 1 1988 5101.90 930 6262 70.5 67.4 67.4 67.5 67.5 2 1989 5868.79 943 6357 72.6 70.6 69.1 71.0 69.4 3 1990 7334.29 943 7925 90.5 87.8 75.7 88.8 76.3 4 1991 7214.92 953 7825 89.3 86.3 78.5 86.4 79.0 5 1992 6718.20 953 7249 82.5 79.6 78.8 80.2 79.2 6 1993 6910.40 961 7377 84.2 82.4 79.4 82.1 79.7 7 1994 7208.44 961 7676 87.6 85.6 80.3 85.6 80.6 8 1995 7571.28 961 7957 90.8 89.5 81.5 89.9 81.8 9 1996 7511.43 961 7942 90.4 89.0 82.3 89.0 82.6 10 1997 7243.11 961 7961 90.9 85.5 82.7 86.0 83.0 11 1998 8359.01 966 8760 100.0 99.0 84.2 98.8 84.4 12 1999 7224.37 1043 7430 84.8 82.5 84.0 80.5 84.1 13 2000 7976.91 1043 7852 89.4 87.6 84.4 87.1 84.3 14 2001 9010.35 1043 8727 99.6 99.4 85.5 98.6 85.4 15 2002 8010.07 1040 7881 90.0 88.1 85.7 87.9 85.6 16 2003 8219.25 1040 8067 92.1 89.5 86.0 90.2 85.9 17 2004 8677.05 1045 8429 96.0 94.5 86.5 94.5 86.5 18 2005 4698.40 1045 4657 53.2 51.3 84.4 51.3 84.4 19 2006 7022.75 1045 6882 78.6 76.2 84.0 76.7 84.0 20 2007 5387.75 1045 5313 60.6 59.2 82.6 58.9 82.6 21 2008 6926.03 1045 6922 78.8 75.4 82.3 75.4 82.3 22 2009 5164.06 1045 5241 59.8 56.4 81.0 56.4 81.0 23 2010 8498.80 1045 8293 94.7 92.8 81.6 92.8 81.6 24 2011 7034.35 1045 6894 78.7 77.3 81.4 76.8 81.4 25 2012 7718.56 1045 7549 85.9 84.3 81.5 84.1 81.5 26 2013 7742.95 1045 7676 87.6 84.8 81.6 84.6 81.6 27 2014 8824.89 1045 8663 98.9 96.4 82.2 96.4 82.2 28 2015 7478.53 1045 7353 83.9 81.7 82.2 81.7 82.2 29 2016 7650.33 1045 7568 86.2 83.9 82.2 83.3 82.2 30 2017 8997.98 1045 8760 100.0 98.3 82.8 98.3 82.8 31 2018 5009.18 1045 4947 56.5 54.7 81.9 54.7 81.8 32 2019 7383.68 1045 7293 83.2 80.7 81.8 80.7 81.8 33 2020 8875.72 1045 8784 100.0 97.5 82.3 96.7 82.2 34 2021 7848.71 1045 7758 88.6 86.3 82.4 85.7 82.4 | VANDELLOS-2 | PWR | WH 3LP | Operational | 930 | 1047 | 1087 | 2941 | 247.85 | None | ASOCIACIÓN NUCLEAR ASCÓ-VANDELLÓS A.I.E. (ENDESA/ID) | 1980-12-29 | 1987-11-14 | 1987-12-12 | None | None | None | 1988-03-08 | 0.824 | 0.847 | 0.824 | 146
148 | SPAIN | Year Electricity Supplied [GW.h] ... Load Factor [%] Year Electricity Supplied [GW.h] ... Annual Cumulative 0 1971 1516.500 ... 51.0 51.0 1 1972 2668.900 ... 66.0 60.0 2 1973 2351.700 ... 61.0 60.4 3 1974 2237.800 ... 58.1 59.8 4 1975 2746.800 ... 71.3 62.2 5 1976 2859.900 ... 74.0 64.2 6 1977 1815.100 ... 47.1 61.7 7 1978 3111.100 ... 80.7 64.2 8 1979 2339.400 ... 60.7 63.8 9 1980 780.800 ... 20.2 59.3 10 1981 3178.700 ... 82.5 61.4 11 1982 2044.100 ... 53.0 60.7 12 1983 2322.100 ... 60.2 60.7 13 1984 2873.470 ... 74.4 61.7 14 1985 1731.010 ... 44.9 60.6 15 1986 3413.610 ... 88.6 62.3 16 1987 2565.120 ... 66.6 62.6 17 1988 2693.310 ... 69.7 63.0 18 1989 3515.790 ... 91.2 64.5 19 1990 2558.580 ... 66.4 64.6 20 1991 3678.280 ... 95.4 66.1 21 1992 2377.290 ... 61.5 65.8 22 1993 3671.850 ... 95.3 67.2 23 1994 3134.110 ... 81.3 67.7 24 1995 3825.960 ... 99.3 69.0 25 1996 3203.840 ... 82.9 69.6 26 1997 3363.740 ... 87.3 70.2 27 1998 3792.540 ... 97.1 71.2 28 1999 3330.790 ... 84.9 71.7 29 2000 3854.570 ... 98.4 72.6 30 2001 3435.040 ... 87.9 73.1 31 2002 3841.420 ... 98.3 73.9 32 2003 3577.750 ... 91.6 74.4 33 2004 3873.780 ... 98.9 75.2 34 2005 3515.280 ... 90.0 75.6 35 2006 3666.840 ... 93.8 76.1 36 2007 3321.870 ... 85.0 76.4 37 2008 3841.290 ... 98.0 77.0 38 2009 3414.020 ... 87.4 77.2 39 2010 3662.590 ... 93.8 77.6 40 2011 3578.470 ... 91.6 78.0 41 2012 3704.960 ... 94.6 78.4 42 2013 Data Not Available - Suspended Operation ... Data Not Available - Suspended Operation Data Not Available - Suspended Operation 43 2014 " ... " " [44 rows x 9 columns] | SANTA MARIA DE GARONA | BWR | BWR-3 | Permanent Shutdown | 440 | 446 | 466 | 1381 | 126.98 | None | None | 1966-09-01 | 1970-11-05 | 1971-03-02 | 2013-07-06 | 2017-08-02 | 2017-08-02 | 1971-05-11 | 0.775 | 0.816 | 0.779 | 149
149 | SPAIN | Year Electricity Supplied [GW.h] Reference Unit Power [MW] Annual Time On Line [h] Operation Factor [%] Energy Availability Factor [%] Load Factor [%] Year Electricity Supplied [GW.h] Reference Unit Power [MW] Annual Time On Line [h] Operation Factor [%] Annual Cumulative Annual Cumulative 0 1972 1138.00 480 4216 59.9 100.0 100.0 44.6 44.6 1 1973 3042.10 480 7239 82.6 72.3 80.5 72.4 64.2 2 1974 3643.20 480 7982 91.1 86.6 83.0 86.6 73.4 3 1975 3384.80 480 7602 86.8 80.5 82.3 80.5 75.5 4 1976 3203.00 480 7961 90.6 79.2 81.6 76.0 75.6 5 1977 3288.20 480 8313 94.9 78.2 81.0 78.2 76.1 6 1978 3180.00 480 7989 91.2 75.6 80.1 75.6 76.0 7 1979 3099.50 480 8092 92.4 73.8 79.3 73.7 75.7 8 1980 3283.30 480 8269 94.1 77.8 79.1 77.9 76.0 9 1981 2955.20 480 7719 88.1 70.3 78.2 70.3 75.4 10 1982 3059.00 480 7985 91.2 72.8 77.6 72.8 75.1 11 1983 3029.80 480 7934 90.6 72.1 77.2 72.1 74.8 12 1984 2888.43 480 7890 89.8 68.5 76.5 68.5 74.3 13 1985 2927.58 480 7972 91.0 69.6 76.0 69.6 74.0 14 1986 2964.60 480 7998 91.3 70.5 75.6 70.5 73.7 15 1987 3030.00 480 8103 92.5 72.1 75.4 72.1 73.6 16 1988 3058.10 480 8049 91.6 72.5 75.2 72.5 73.6 17 1989 2454.30 480 6349 72.5 66.9 74.7 58.4 72.7 18 1990 0.00 480 0 0.0 0.0 72.3 0.0 70.4 | VANDELLOS-1 | GCR | None | Permanent Shutdown | 480 | 480 | 500 | 1670 | 53.63 | None | None | 1968-06-21 | 1972-02-11 | 1972-05-06 | None | None | 1990-07-31 | 1972-08-02 | 0.704 | 0.86 | 0.723 | 150
152 | SPAIN | Year Electricity Supplied [GW.h] Reference Unit Power [MW] Annual Time On Line [h] Operation Factor [%] Energy Availability Factor [%] Load Factor [%] Year Electricity Supplied [GW.h] Reference Unit Power [MW] Annual Time On Line [h] Operation Factor [%] Annual Cumulative Annual Cumulative 0 1981 1888.90 930 3119 NaN NaN NaN NaN NaN 1 1982 2322.60 930 5864 NaN NaN NaN NaN NaN 2 1983 3713.90 930 5925 88.7 78.4 78.4 78.4 78.4 3 1984 4820.50 893 6062 69.0 65.0 68.5 61.4 65.8 4 1985 4825.17 900 5705 65.1 61.6 65.6 61.2 63.8 5 1986 5425.02 900 6418 73.3 69.3 66.7 68.8 65.3 6 1987 7193.69 900 8346 95.3 92.5 72.6 91.2 71.3 7 1988 5879.59 900 6899 78.5 74.6 73.0 74.4 71.9 8 1989 6562.18 895 7640 87.2 83.2 74.6 83.7 73.7 9 1990 6460.66 895 7451 85.1 82.2 75.6 82.4 74.9 10 1991 7481.71 895 8589 98.0 96.2 78.1 95.4 77.4 11 1992 6379.06 895 7387 84.1 80.8 78.4 81.1 77.8 12 1993 6530.85 895 7663 87.5 83.2 78.8 83.3 78.3 13 1994 7448.60 895 8495 97.0 95.0 80.3 95.0 79.8 14 1995 6588.46 895 7709 88.0 83.7 80.6 84.0 80.1 15 1996 5904.30 895 6789 77.3 72.5 79.9 75.1 79.7 16 1997 6642.83 895 7371 84.1 79.6 79.9 84.7 80.1 17 1998 8032.46 944 8760 100.0 97.1 81.1 97.1 81.2 18 1999 6988.63 927 7613 86.9 84.7 81.3 86.1 81.6 19 2000 7471.57 927 8014 91.2 90.3 81.8 91.8 82.2 20 2001 8151.39 927 8749 99.9 99.0 82.8 100.4 83.2 21 2002 7427.99 944 8100 92.5 90.4 83.2 89.8 83.5 22 2003 7499.11 944 8233 94.0 91.6 83.6 90.7 83.9 23 2004 8185.69 944 8784 100.0 99.2 84.4 98.7 84.6 24 2005 7519.43 944 8180 93.4 91.4 84.7 90.9 84.9 25 2006 7152.42 944 7831 89.4 86.5 84.8 86.5 85.0 26 2007 8189.80 944 8760 100.0 99.0 85.4 99.0 85.6 27 2008 7190.76 944 7725 87.9 86.6 85.5 86.7 85.6 28 2009 6880.10 944 7336 83.7 82.8 85.4 83.2 85.5 29 2010 7884.25 1008 8147 93.0 89.7 85.5 89.7 85.7 30 2011 7519.49 1011 7814 89.2 84.9 85.5 84.9 85.7 31 2012 7346.07 1004 7405 84.3 85.0 85.5 83.3 85.6 32 2013 7695.84 1011 7882 90.0 87.1 85.6 86.9 85.6 33 2014 7252.45 1011 7351 83.9 81.9 85.4 81.9 85.5 34 2015 8438.61 1011 8613 98.3 95.3 85.8 95.3 85.8 35 2016 7447.79 1011 7622 86.8 84.1 85.7 83.9 85.8 36 2017 7753.93 1011 7885 90.0 87.6 85.8 87.6 85.8 37 2018 7844.02 1011 7934 90.6 88.7 85.8 88.6 85.9 38 2019 8662.82 1011 8760 100.0 98.0 86.2 97.8 86.2 39 2020 6913.13 1011 7065 80.4 77.5 86.0 77.8 86.0 40 2021 7695.62 1011 7800 89.0 87.2 86.0 86.9 86.0 | ALMARAZ-1 | PWR | WH 3LP | Operational | 900 | 1011 | 1049 | 2947 | 279.21 | None | CENTRALES NUCLEARES ALMARAZ-TRILLO (ID/UFG/ENDESA/HC/NUCLENOR) | 1973-07-03 | 1981-04-05 | 1981-05-01 | None | None | None | 1983-09-01 | 0.86 | 0.885 | 0.86 | 153
153 | SPAIN | Year Electricity Supplied [GW.h] Reference Unit Power [MW] Annual Time On Line [h] Operation Factor [%] Energy Availability Factor [%] Load Factor [%] Year Electricity Supplied [GW.h] Reference Unit Power [MW] Annual Time On Line [h] Operation Factor [%] Annual Cumulative Annual Cumulative 0 1983 712.80 930 1320 NaN NaN NaN NaN NaN 1 1984 6012.94 893 7502 90.3 86.0 86.0 81.2 81.2 2 1985 6236.07 900 7297 83.3 79.8 81.9 79.1 79.8 3 1986 5825.18 900 7136 81.5 75.2 79.2 73.9 77.4 4 1987 6402.53 900 7351 83.9 81.8 80.0 81.2 78.5 5 1988 6809.37 900 7838 89.2 86.3 81.4 86.1 80.2 6 1989 6545.67 895 7638 87.2 82.8 81.6 83.5 80.8 7 1990 7649.30 895 8652 98.8 97.4 84.0 97.6 83.4 8 1991 6812.87 895 7712 88.0 85.4 84.2 86.9 83.8 9 1992 6892.72 895 7997 91.0 87.3 84.6 87.7 84.3 10 1993 7710.14 895 8760 100.0 98.5 86.0 98.3 85.8 11 1994 6384.58 895 7562 86.3 80.9 85.6 81.4 85.4 12 1995 6814.74 895 7952 90.8 86.2 85.6 86.9 85.5 13 1996 7273.32 895 8108 92.3 91.5 86.1 92.5 86.0 14 1997 6042.50 895 6811 77.8 72.6 85.1 77.1 85.4 15 1998 5892.43 953 6810 77.7 70.2 84.0 70.6 84.3 16 1999 8126.64 936 8743 99.8 97.4 84.9 99.1 85.3 17 2000 7401.83 936 8160 92.9 88.4 85.1 90.0 85.6 18 2001 7601.46 936 8189 93.5 91.3 85.5 92.7 86.0 19 2002 8154.94 953 8760 100.0 98.1 86.2 97.7 86.7 20 2003 6627.94 953 7391 84.4 79.9 85.9 79.4 86.3 21 2004 7563.17 953 8083 92.0 90.9 86.1 90.4 86.5 22 2005 8253.32 956 8760 100.0 99.2 86.8 98.6 87.1 23 2006 7250.11 956 7747 88.4 86.8 86.8 86.6 87.0 24 2007 7191.67 956 7668 87.5 86.0 86.7 85.9 87.0 25 2008 8331.69 956 8784 100.0 99.2 87.2 99.2 87.5 26 2009 6864.58 956 7367 84.1 82.0 87.0 82.0 87.3 27 2010 7007.03 956 7572 86.4 83.8 86.9 83.7 87.2 28 2011 7737.28 1006 7991 91.2 88.1 87.0 88.2 87.2 29 2012 7698.78 1006 7730 88.0 87.6 87.0 87.1 87.2 30 2013 7412.90 1006 7557 86.3 84.0 86.9 84.1 87.1 31 2014 7949.00 1006 8054 91.9 90.2 87.0 90.2 87.2 32 2015 7635.93 1006 7709 88.0 86.6 87.0 86.6 87.2 33 2016 7726.48 1006 7827 89.1 87.9 87.0 87.4 87.2 34 2017 8593.49 1006 8656 98.8 97.4 87.3 97.5 87.5 35 2018 7854.88 1006 7969 91.0 89.0 87.4 89.1 87.6 36 2019 7662.81 1006 7824 89.3 87.0 87.4 87.0 87.5 37 2020 8366.41 1006 8741 99.5 97.8 87.7 94.7 87.8 38 2021 7527.14 1006 7722 88.2 85.6 87.6 85.4 87.7 | ALMARAZ-2 | PWR | WH 3LP | Operational | 900 | 1006 | 1044 | 2947 | 276.50 | None | CENTRALES NUCLEARES ALMARAZ-TRILLO (ID/UFG/ENDESA/HC/NUCLENOR) | 1973-07-03 | 1983-09-19 | 1983-10-08 | None | None | None | 1984-07-01 | 0.877 | 0.902 | 0.876 | 154
154 | SPAIN | Year Electricity Supplied [GW.h] Reference Unit Power [MW] Annual Time On Line [h] Operation Factor [%] Energy Availability Factor [%] Load Factor [%] Year Electricity Supplied [GW.h] Reference Unit Power [MW] Annual Time On Line [h] Operation Factor [%] Annual Cumulative Annual Cumulative 0 1983 360.80 887 1294 NaN NaN NaN NaN NaN 1 1984 4038.42 887 5771 21.6 20.0 20.0 15.8 15.8 2 1985 4429.40 898 5342 61.0 60.3 57.2 56.3 53.2 3 1986 5129.00 898 6208 70.9 68.2 62.5 65.2 58.9 4 1987 6392.00 898 7569 86.4 83.7 69.4 81.3 66.2 5 1988 6669.00 898 7599 86.5 84.1 73.0 84.6 70.7 6 1989 6750.00 930 7771 88.7 86.0 75.6 82.8 73.2 7 1990 6642.00 930 7699 87.9 84.5 77.1 81.5 74.6 8 1991 6836.00 930 7810 89.2 87.0 78.5 83.9 75.9 9 1992 6875.00 887 7898 89.9 86.5 79.5 88.2 77.4 10 1993 6599.00 930 7401 84.5 83.2 79.9 81.0 77.8 11 1994 6868.00 930 7758 88.6 86.8 80.6 84.3 78.5 12 1995 5708.00 900 6387 72.9 70.4 79.7 72.4 77.9 13 1996 7972.00 947 8755 99.7 99.0 81.4 95.8 79.5 14 1997 6411.00 915 7198 82.2 77.6 81.1 80.0 79.5 15 1998 7349.00 949 7943 90.7 89.1 81.7 88.4 80.2 16 1999 8147.00 945 8741 99.8 98.7 82.8 98.4 81.4 17 2000 7681.00 991 8008 91.2 89.5 83.3 89.3 81.9 18 2001 7798.00 991 8056 92.0 89.8 83.7 89.8 82.4 19 2002 8397.00 998 8737 99.7 97.6 84.5 96.0 83.2 20 2003 7581.11 995 7900 90.2 87.3 84.7 86.9 83.4 21 2004 7734.27 995 7949 90.5 88.6 84.9 88.5 83.7 22 2005 7640.50 995 8548 97.6 88.2 85.0 87.7 83.9 23 2006 7418.37 995 7971 91.0 85.4 85.1 85.1 84.0 24 2007 7574.76 995 7876 89.9 87.4 85.2 86.9 84.1 25 2008 7436.29 995 7768 88.4 85.2 85.2 85.1 84.1 26 2009 5499.76 995 5758 65.7 63.1 84.2 63.1 83.2 27 2010 7996.12 995 8231 94.0 91.7 84.5 91.7 83.6 28 2011 6674.51 995 6946 79.3 76.6 84.2 76.6 83.3 29 2012 7388.22 995 7666 87.3 84.5 84.2 84.5 83.4 30 2013 8687.39 995 8760 100.0 99.3 84.8 99.7 84.0 31 2014 7096.39 995 7226 82.5 81.0 84.7 81.4 83.9 32 2015 7397.93 995 7725 88.2 84.4 84.6 84.9 83.9 33 2016 8439.80 995 8560 97.4 95.9 85.0 96.6 84.3 34 2017 7522.94 995 7689 87.8 85.7 85.0 86.3 84.4 35 2018 7592.83 995 7718 88.1 86.8 85.1 87.1 84.4 36 2019 8630.08 995 8760 100.0 99.2 85.5 99.0 84.9 37 2020 7654.10 995 7848 89.3 87.6 85.6 87.6 85.0 38 2021 7085.78 995 7324 83.6 81.9 85.5 81.3 84.9 | ASCO-1 | PWR | WH 3LP | Operational | 995 | 995 | 1033 | 2941 | 269.81 | ENDESA, S.A. | ASOCIACIÓN NUCLEAR ASCÓ-VANDELLÓS A.I.E. (ENDESA/ID) | 1974-05-16 | 1983-06-16 | 1983-08-13 | None | None | None | 1984-12-10 | 0.849 | 0.878 | 0.855 | 155
155 | SPAIN | Year Electricity Supplied [GW.h] Reference Unit Power [MW] Annual Time On Line [h] Operation Factor [%] Energy Availability Factor [%] Load Factor [%] Year Electricity Supplied [GW.h] Reference Unit Power [MW] Annual Time On Line [h] Operation Factor [%] Annual Cumulative Annual Cumulative 0 1985 261.81 898 991 NaN NaN NaN NaN NaN 1 1986 5368.00 898 6639 78.6 77.7 77.7 74.1 74.1 2 1987 5954.00 898 7035 80.3 77.3 77.5 75.7 75.0 3 1988 6865.00 898 7874 89.6 86.8 80.8 87.0 79.4 4 1989 6732.00 930 7729 88.2 85.7 82.2 82.6 80.3 5 1990 6933.00 930 7916 90.4 90.4 83.9 85.1 81.3 6 1991 6820.00 930 7799 89.0 86.5 84.4 83.7 81.7 7 1992 7077.00 953 8042 91.6 89.9 85.2 84.5 82.2 8 1993 7052.00 930 7897 90.2 88.6 85.7 86.6 82.7 9 1994 7085.00 930 7962 90.9 89.5 86.1 87.0 83.2 10 1995 6977.00 900 7674 87.6 86.2 86.1 88.5 83.8 11 1996 6011.00 966 6825 77.7 75.1 85.1 71.1 82.5 12 1997 7916.00 900 8725 99.6 96.2 86.0 100.4 84.0 13 1998 7399.00 946 8050 91.9 89.9 86.3 89.3 84.4 14 1999 7215.00 946 7854 89.7 86.4 86.3 87.1 84.6 15 2000 8451.00 983 8734 99.4 98.6 87.2 97.9 85.6 16 2001 7829.00 983 8102 92.5 90.6 87.4 90.9 85.9 17 2002 7780.00 997 8127 92.8 89.4 87.5 89.1 86.1 18 2003 8521.20 997 8738 99.8 98.7 88.2 97.6 86.8 19 2004 6909.28 997 7287 83.0 79.6 87.7 78.9 86.4 20 2005 7418.88 997 7779 88.8 86.1 87.6 85.0 86.3 21 2006 7968.75 997 8335 95.2 92.4 87.9 91.2 86.5 22 2007 7091.43 997 7532 86.0 81.9 87.6 81.2 86.3 23 2008 7123.62 997 7413 84.4 82.0 87.3 81.3 86.1 24 2009 7818.32 997 8082 92.3 89.5 87.4 89.5 86.2 25 2010 7309.13 997 7583 86.6 83.7 87.3 83.7 86.1 26 2011 7142.24 997 7560 86.3 81.8 87.0 81.8 85.9 27 2012 7831.53 997 8327 94.8 89.4 87.1 89.4 86.1 28 2013 7274.22 997 7499 85.6 83.3 87.0 83.3 86.0 29 2014 6837.37 997 7010 80.0 78.0 86.7 78.3 85.7 30 2015 8442.11 997 8656 98.8 96.3 87.0 96.7 86.1 31 2016 7646.24 997 7852 89.4 87.1 87.0 87.3 86.1 32 2017 7716.07 997 7917 90.4 87.8 87.0 88.4 86.2 33 2018 8514.79 997 8582 98.0 97.3 87.4 97.5 86.5 34 2019 7537.35 997 7783 88.8 86.5 87.3 86.3 86.5 35 2020 7354.45 997 7546 85.9 84.8 87.3 84.0 86.4 36 2021 8574.34 997 8701 99.3 98.8 87.6 98.2 86.8 | ASCO-2 | PWR | WH 3LP | Operational | 997 | 997 | 1027 | 2941 | 264.37 | None | ASOCIACIÓN NUCLEAR ASCÓ-VANDELLÓS A.I.E. (ENDESA/ID) | 1975-03-07 | 1985-09-11 | 1985-10-23 | None | None | None | 1986-03-31 | 0.868 | 0.899 | 0.876 | 156
156 | FINLAND | Year Electricity Supplied [GW.h] Reference Unit Power [MW] Annual Time On Line [h] Operation Factor [%] Energy Availability Factor [%] Load Factor [%] Year Electricity Supplied [GW.h] Reference Unit Power [MW] Annual Time On Line [h] Operation Factor [%] Annual Cumulative Annual Cumulative 0 1977 2505.50 430 7192 95.1 83.8 83.8 83.8 83.8 1 1978 2975.80 430 7531 86.0 78.9 80.9 79.0 80.9 2 1979 2901.70 405 7404 84.5 81.8 81.2 81.8 81.2 3 1980 1407.80 445 3482 39.6 36.6 68.5 36.0 68.4 4 1981 3105.10 440 7642 87.2 81.9 71.5 80.6 71.0 5 1982 3245.40 440 7576 86.5 84.2 73.8 84.2 73.4 6 1983 3337.40 445 7982 91.1 86.7 75.7 85.6 75.3 7 1984 3343.86 445 7653 87.1 85.8 77.1 85.6 76.7 8 1985 3599.97 440 8248 94.2 92.5 78.9 93.4 78.6 9 1986 3522.37 445 8093 92.4 91.1 80.2 90.4 79.8 10 1987 3600.36 445 8257 94.3 94.6 81.5 92.4 81.0 11 1988 3354.63 445 7678 87.4 87.0 82.0 85.8 81.4 12 1989 3575.75 445 8183 93.4 92.6 82.9 91.7 82.3 13 1990 3271.13 445 7605 86.8 85.5 83.1 83.9 82.4 14 1991 3360.90 445 7927 90.5 88.6 83.4 86.2 82.7 15 1992 3108.41 445 7186 81.8 80.2 83.2 79.5 82.5 16 1993 3443.16 445 8052 92.0 89.5 83.6 88.4 82.8 17 1994 3497.57 445 8017 91.5 90.7 84.0 89.7 83.2 18 1995 3389.06 445 7834 89.4 87.7 84.2 86.9 83.4 19 1996 3203.49 445 7281 82.9 82.0 84.1 82.0 83.3 20 1997 3794.83 445 8309 94.8 93.0 84.5 97.4 84.0 21 1998 3852.35 488 8234 94.0 91.4 84.9 90.1 84.3 22 1999 3883.28 488 8304 94.8 91.6 85.2 90.8 84.6 23 2000 3618.00 488 7720 87.9 84.9 85.2 84.4 84.6 24 2001 3920.99 488 8233 94.0 92.4 85.5 91.7 85.0 25 2002 3790.07 488 8095 92.4 89.3 85.7 88.7 85.1 26 2003 3938.98 488 8194 93.5 92.4 85.9 92.1 85.4 27 2004 3715.03 488 7647 87.0 86.5 86.0 86.7 85.4 28 2005 4062.43 488 8351 95.3 94.6 86.3 95.0 85.8 29 2006 3964.84 488 8138 92.9 92.1 86.5 92.7 86.0 30 2007 4028.12 488 8285 94.6 93.5 86.7 94.2 86.3 31 2008 3671.84 488 7571 86.2 84.5 86.7 85.7 86.3 32 2009 4084.91 488 8345 95.3 94.8 86.9 95.6 86.6 33 2010 3955.59 488 8123 92.7 92.0 87.1 92.5 86.8 34 2011 4026.87 488 8295 94.7 93.8 87.3 94.2 87.0 35 2012 3653.04 496 7473 85.1 84.1 87.2 83.9 86.9 36 2013 4000.24 496 8219 93.8 92.0 87.3 92.1 87.1 37 2014 4010.58 496 8262 94.3 92.6 87.5 92.3 87.2 38 2015 4025.96 496 8248 94.2 92.7 87.6 92.7 87.4 39 2016 3862.81 502 7873 89.6 88.4 87.6 88.5 87.4 40 2017 4087.37 507 8246 94.1 92.7 87.8 92.7 87.6 41 2018 4021.00 507 8124 92.7 90.6 87.9 90.5 87.6 42 2019 4109.79 507 8270 94.4 92.9 88.0 92.5 87.8 43 2020 3709.12 507 7483 85.2 83.5 87.9 83.3 87.6 44 2021 4137.39 507 8325 95.0 93.4 88.0 93.2 87.8 | LOVIISA-1 | PWR | VVER V-213 | Operational | 420 | 507 | 531 | 1500 | 161.64 | None | None | 1971-05-01 | 1977-01-21 | 1977-02-08 | None | None | None | 1977-05-09 | 0.878 | 0.898 | 0.88 | 157
157 | FINLAND | Year Electricity Supplied [GW.h] Reference Unit Power [MW] Annual Time On Line [h] Operation Factor [%] Energy Availability Factor [%] Load Factor [%] Year Electricity Supplied [GW.h] Reference Unit Power [MW] Annual Time On Line [h] Operation Factor [%] Annual Cumulative Annual Cumulative 0 1980 321.60 445 1268 NaN NaN NaN NaN NaN 1 1981 2714.20 440 7062 80.6 72.2 72.2 70.4 70.4 2 1982 2997.40 440 7046 80.4 78.0 75.1 77.8 74.1 3 1983 3474.50 445 8063 92.0 90.1 80.1 89.1 79.1 4 1984 3608.63 445 8251 93.9 92.6 83.3 92.3 82.5 5 1985 3549.84 440 8162 93.2 92.2 85.0 92.1 84.4 6 1986 3174.87 445 7273 83.0 81.5 84.4 81.4 83.9 7 1987 3572.08 445 8242 94.1 93.4 85.7 91.6 85.0 8 1988 3602.27 445 8305 94.6 94.7 86.8 92.2 85.9 9 1989 3550.96 445 8128 92.8 91.7 87.4 91.1 86.5 10 1990 3251.05 445 7584 86.6 85.3 87.2 83.4 86.2 11 1991 3442.19 445 7941 90.6 89.0 87.3 88.3 86.4 12 1992 3468.45 445 7931 90.3 89.1 87.5 88.7 86.6 13 1993 3550.79 445 8050 92.0 91.2 87.8 91.2 86.9 14 1994 3124.71 445 7170 81.8 80.5 87.2 80.2 86.4 15 1995 3060.25 445 7064 80.6 77.6 86.6 78.5 85.9 16 1996 3621.33 445 8227 93.7 92.7 87.0 92.6 86.3 17 1997 3804.70 445 8267 94.4 92.0 87.3 97.6 87.0 18 1998 3687.90 488 7892 90.1 86.4 87.2 86.3 87.0 19 1999 3974.34 488 8281 94.5 93.5 87.6 93.0 87.3 20 2000 3885.10 488 8314 94.6 90.9 87.8 90.6 87.5 21 2001 3781.06 488 8149 93.0 89.6 87.9 88.4 87.5 22 2002 3498.66 488 7463 85.2 82.6 87.6 81.8 87.2 23 2003 3736.65 488 8358 95.4 90.0 87.7 87.4 87.2 24 2004 4009.18 488 8231 93.7 93.1 88.0 93.5 87.5 25 2005 4076.12 488 8376 95.6 94.6 88.2 95.4 87.9 26 2006 3766.55 488 7863 89.8 87.5 88.2 88.1 87.9 27 2007 4090.87 488 8403 95.9 94.8 88.5 95.7 88.2 28 2008 3997.95 488 8240 93.8 92.5 88.6 93.3 88.4 29 2009 4063.83 488 8318 95.0 94.3 88.8 95.1 88.6 30 2010 3789.14 488 7797 89.0 88.1 88.8 88.6 88.6 31 2011 4035.30 488 8290 94.6 93.7 89.0 94.4 88.8 32 2012 3959.19 496 8141 92.7 91.0 89.0 90.9 88.9 33 2013 4040.04 496 8250 94.2 92.4 89.1 93.0 89.0 34 2014 3872.75 496 7912 90.3 88.9 89.1 89.1 89.0 35 2015 4039.11 496 8276 94.5 92.6 89.2 93.0 89.1 36 2016 4068.96 502 8304 94.5 92.9 89.4 93.3 89.3 37 2017 4071.92 502 8255 94.2 92.5 89.4 92.6 89.4 38 2018 3770.71 507 7639 87.2 85.5 89.3 85.6 89.2 39 2019 4053.97 507 8142 93.0 91.6 89.4 91.3 89.3 40 2020 4058.51 507 8171 93.0 91.2 89.4 91.1 89.4 41 2021 4071.02 507 8170 93.3 91.8 89.5 91.7 89.4 | LOVIISA-2 | PWR | VVER V-213 | Operational | 420 | 507 | 531 | 1500 | 152.29 | None | None | 1972-08-01 | 1980-10-17 | 1980-11-04 | None | None | None | 1981-01-05 | 0.894 | 0.913 | 0.895 | 158
158 | FINLAND | Year Electricity Supplied [GW.h] Reference Unit Power [MW] Annual Time On Line [h] Operation Factor [%] Energy Availability Factor [%] Load Factor [%] Year Electricity Supplied [GW.h] Reference Unit Power [MW] Annual Time On Line [h] Operation Factor [%] Annual Cumulative Annual Cumulative 0 1978 103.20 660 374 NaN NaN NaN NaN NaN 1 1979 3465.00 660 5614 90.4 86.8 86.8 86.8 86.8 2 1980 4280.80 658 6849 78.0 76.3 78.4 74.1 76.6 3 1981 4549.20 660 7353 83.9 80.8 79.5 78.7 77.5 4 1982 4997.50 658 7903 90.2 86.7 81.7 86.7 80.4 5 1983 4808.30 678 7651 87.3 81.9 81.7 82.0 80.8 6 1984 5505.61 710 8247 93.9 91.9 83.8 90.3 82.6 7 1985 5414.51 710 8180 93.4 88.8 84.6 87.1 83.4 8 1986 5463.21 710 8008 91.4 90.1 85.4 87.8 84.0 9 1987 5636.46 710 8142 93.0 92.0 86.2 90.6 84.9 10 1988 5778.87 710 8248 93.9 94.1 87.1 92.7 85.7 11 1989 5056.20 710 7278 83.1 83.2 86.7 81.3 85.3 12 1990 5857.31 710 8356 95.4 95.6 87.5 94.2 86.1 13 1991 5873.22 710 8373 95.6 94.8 88.1 94.4 86.8 14 1992 5803.04 710 8251 93.9 93.2 88.5 93.0 87.3 15 1993 5944.92 710 8433 96.3 95.3 89.0 95.6 87.9 16 1994 5978.04 710 8485 96.9 96.0 89.5 96.1 88.4 17 1995 5931.50 710 8427 96.2 95.5 89.9 95.4 88.9 18 1996 5938.60 710 8212 93.5 92.1 90.0 95.2 89.2 19 1997 6374.15 790 8254 94.2 93.8 90.2 94.2 89.5 20 1998 6807.01 840 8384 95.7 95.0 90.5 92.5 89.7 21 1999 7111.82 840 8542 97.5 96.4 90.9 96.6 90.1 22 2000 7043.10 840 8448 96.2 95.2 91.1 95.4 90.4 23 2001 7163.80 840 8561 97.7 97.2 91.4 97.4 90.8 24 2002 6997.54 840 8377 95.6 95.0 91.6 95.1 91.0 25 2003 7127.43 840 8515 97.2 96.5 91.8 96.9 91.3 26 2004 7009.02 840 8329 94.8 94.7 92.0 95.0 91.4 27 2005 7221.07 840 8588 98.0 97.7 92.2 98.1 91.7 28 2006 6973.38 860 8206 93.7 92.6 92.2 93.6 91.8 29 2007 7334.94 860 8554 97.6 96.8 92.4 97.4 92.0 30 2008 7066.02 860 8288 94.4 93.1 92.4 93.5 92.1 31 2009 7295.77 860 8548 97.6 96.7 92.6 96.8 92.3 32 2010 6976.89 880 8120 92.7 91.4 92.5 91.5 92.2 33 2011 7289.82 880 8410 96.0 94.8 92.6 94.6 92.3 34 2012 6973.36 880 8013 91.2 90.1 92.5 90.2 92.2 35 2013 7470.41 880 8555 97.7 96.4 92.7 96.9 92.4 36 2014 7266.09 880 8337 95.2 94.0 92.7 94.3 92.5 37 2015 7396.91 880 8506 97.1 95.7 92.8 96.0 92.6 38 2016 7047.81 880 8146 92.7 90.9 92.7 91.2 92.5 39 2017 7158.27 880 8289 94.6 92.6 92.7 92.9 92.5 40 2018 6755.36 880 7731 88.2 87.6 92.6 87.6 92.4 41 2019 7542.04 890 8539 97.5 96.5 92.7 96.7 92.5 42 2020 7310.06 890 8391 95.5 93.2 92.7 93.5 92.6 43 2021 7404.18 890 8375 95.6 94.6 92.8 95.0 92.6 | OLKILUOTO-1 | BWR | AA-III, BWR-2500 | Operational | 660 | 890 | 920 | 2500 | 274.50 | None | None | 1974-02-01 | 1978-07-21 | 1978-09-02 | None | None | None | 1979-10-10 | 0.926 | 0.938 | 0.928 | 159
159 | FINLAND | Year Electricity Supplied [GW.h] Reference Unit Power [MW] Annual Time On Line [h] Operation Factor [%] Energy Availability Factor [%] Load Factor [%] Year Electricity Supplied [GW.h] Reference Unit Power [MW] Annual Time On Line [h] Operation Factor [%] Annual Cumulative Annual Cumulative 0 1980 672.60 660 1266 NaN NaN NaN NaN NaN 1 1981 3436.40 660 5628 NaN NaN NaN NaN NaN 2 1982 4587.10 658 7269 79.5 77.6 77.6 77.6 77.6 3 1983 5087.20 657 8221 93.8 86.8 83.7 88.4 84.8 4 1984 5341.30 710 8031 91.4 89.6 86.1 87.3 85.8 5 1985 5415.79 710 7912 90.3 88.2 86.7 87.1 86.2 6 1986 5840.21 710 8437 96.3 95.1 88.6 93.9 88.0 7 1987 5725.03 710 8379 95.6 93.7 89.6 92.0 88.7 8 1988 5713.20 710 8220 93.6 92.7 90.1 91.6 89.2 9 1989 5827.02 710 8363 95.5 94.9 90.7 93.7 89.8 10 1990 5749.87 710 8265 94.4 93.8 91.1 92.4 90.1 11 1991 5730.95 710 8216 93.8 93.0 91.3 92.1 90.3 12 1992 5790.44 710 8306 94.6 93.3 91.5 92.8 90.6 13 1993 5861.56 710 8327 95.1 94.4 91.7 94.2 90.9 14 1994 5732.63 710 8130 92.8 92.3 91.8 92.2 91.0 15 1995 5747.24 710 8236 94.0 92.5 91.8 92.4 91.1 16 1996 5915.41 710 8413 95.8 95.0 92.1 94.8 91.4 17 1997 6077.04 775 8258 94.3 93.7 92.2 94.1 91.5 18 1998 6628.46 840 8207 93.7 93.2 92.2 90.1 91.4 19 1999 7091.21 840 8505 97.1 96.4 92.5 96.4 91.8 20 2000 7028.90 840 8457 96.3 95.3 92.7 95.3 92.0 21 2001 6988.00 840 8387 95.7 95.1 92.8 95.0 92.2 22 2002 7108.51 840 8472 96.7 96.8 93.1 96.6 92.4 23 2003 7026.86 840 8378 95.6 95.2 93.2 95.5 92.6 24 2004 7080.70 840 8485 96.6 95.8 93.3 96.0 92.7 25 2005 6996.68 860 8248 94.2 93.8 93.3 94.0 92.8 26 2006 7294.36 860 8562 97.7 96.4 93.5 96.8 93.0 27 2007 7051.32 860 8258 94.3 93.2 93.5 93.6 93.0 28 2008 7313.82 860 8579 97.7 96.3 93.6 96.8 93.2 29 2009 7156.34 860 8365 95.5 94.5 93.6 95.0 93.2 30 2010 7167.34 860 8386 95.7 94.6 93.6 95.1 93.3 31 2011 6913.53 880 7987 91.2 89.9 93.5 90.7 93.2 32 2012 7477.19 880 8561 97.5 95.8 93.6 96.7 93.4 33 2013 7162.81 880 8171 93.3 92.0 93.5 92.9 93.3 34 2014 7496.54 880 8567 97.8 96.8 93.6 97.2 93.5 35 2015 6863.99 880 7856 89.7 88.5 93.5 89.0 93.3 36 2016 7300.52 880 8381 95.4 93.8 93.5 94.4 93.4 37 2017 6256.41 880 7132 81.4 80.4 93.1 81.2 93.0 38 2018 7333.77 890 8350 95.3 95.0 93.1 94.1 93.0 39 2019 7209.08 890 8162 93.2 92.3 93.1 92.5 93.0 40 2020 7276.55 890 8289 94.4 93.1 93.1 93.1 93.0 41 2021 7033.38 890 7941 90.6 89.9 93.0 90.2 92.9 | OLKILUOTO-2 | BWR | AA-III, BWR-2500 | Operational | 660 | 890 | 920 | 2500 | 264.56 | None | None | 1975-11-01 | 1979-10-13 | 1980-02-18 | None | None | None | 1982-07-10 | 0.929 | 0.941 | 0.93 | 160
160 | FRANCE | Year Electricity Supplied [GW.h] Reference Unit Power [MW] Annual Time On Line [h] ... Energy Availability Factor [%] Load Factor [%] Year Electricity Supplied [GW.h] Reference Unit Power [MW] Annual Time On Line [h] ... Annual Cumulative Annual Cumulative 0 1960 Data Not Provided Data Not Provided Data Not Provided ... Data Not Provided Data Not Provided Data Not Provided Data Not Provided 1 1961 " " " ... " " " " 2 1962 " " " ... " " " " 3 1963 " " " ... " " " " 4 1964 " " " ... " " " " 5 1965 " " " ... " " " " 6 1966 " " " ... " " " " 7 1967 " " " ... " " " " 8 1968 " " " ... " " " " 9 1969 " " " ... " " " " 10 1970 " " " ... " " " " 11 1971 665.000 84 8422 ... 90.4 NC 90.4 NC 12 1972 683.400 84 8766 ... 92.6 NC 92.6 NC 13 1973 542.300 80 6275 ... 77.6 NC 77.4 NC 14 1974 526.600 78 7041 ... 74.9 NC 77.1 NC 15 1975 533.800 78 7197 ... 75.5 NC 78.1 NC 16 1976 252.900 40 7087 ... 71.2 NC 72.0 NC 17 1977 286.400 40 7986 ... 82.5 NC 81.7 NC 18 1978 224.800 40 6226 ... 64.2 NC 64.2 NC 19 1979 214.200 40 6130 ... 60.4 NC 61.1 NC 20 1980 215.000 40 6114 ... 62.2 NC 61.2 NC 21 1981 294.000 40 8506 ... 83.8 78.1 83.9 78.6 22 1982 169.000 40 5001 ... 48.2 76.3 48.2 76.8 23 1983 203.000 40 6002 ... 57.6 75.3 57.9 75.8 24 1984 88.000 40 2434 ... 50.2 74.6 50.4 75.1 [25 rows x 9 columns] | G-3 (MARCOULE) | GCR | None | Permanent Shutdown | 36 | 40 | 43 | 260 | 10.50 | COMMISSARIAT A L'ENERGIE ATOMIQUE | None | 1956-03-01 | 1959-06-11 | 1960-04-04 | None | None | 1984-06-20 | 1960-04-04 | 0.751 | 0.788 | 0.746 | 161
161 | FRANCE | Year Electricity Supplied [GW.h] ... Load Factor [%] Year Electricity Supplied [GW.h] ... Annual Cumulative 0 1973 Data from a trial operation not provided ... Data from a trial operation not provided Data from a trial operation not provided 1 1974 958.000 ... 71.5 71.5 2 1975 1308.400 ... 64.1 66.6 3 1976 950.800 ... 46.5 58.5 4 1977 300.800 ... 14.7 46.0 5 1978 1238.800 ... 60.7 49.3 6 1979 1719.000 ... 84.2 55.6 7 1980 1319.000 ... 64.4 57.0 8 1981 1421.900 ... 69.7 58.7 9 1982 989.100 ... 48.5 57.5 10 1983 1122.000 ... 55.0 57.2 11 1984 1414.000 ... 69.1 58.4 12 1985 1153.000 ... 56.5 58.2 13 1986 1519.100 ... 74.4 59.5 14 1987 1556.400 ... 76.2 60.7 15 1988 1475.400 ... 72.1 61.5 16 1989 601.180 ... 29.4 59.4 17 1990 982.460 ... 48.1 58.8 18 1991 0.000 ... 0.0 55.4 19 1992 0.000 ... 0.0 52.4 20 1993 34.790 ... 1.7 49.8 21 1994 22.600 ... 1.1 47.4 22 1995 Data Not Provided ... Data Not Provided Data Not Provided 23 1996 2.710 ... 0.1 45.2 24 1997 0.000 ... 0.0 44.1 25 1998 382.180 ... 33.6 43.8 26 1999 0.000 ... 0.0 42.8 27 2000 0.000 ... 0.0 41.8 28 2001 0.000 ... 0.0 40.8 29 2002 0.000 ... 0.0 39.9 30 2003 61.820 ... 5.4 39.1 31 2004 626.910 ... 54.9 39.5 32 2005 804.530 ... 70.6 40.1 33 2006 591.000 ... 51.9 40.4 34 2007 565.140 ... 49.6 40.6 35 2008 664.620 ... 58.2 40.9 36 2009 245.990 ... 21.6 40.5 37 2010 0.000 ... 0.0 40.5 [38 rows x 9 columns] | PHENIX | FBR | PH-250 | Permanent Shutdown | 233 | 130 | 142 | 345 | 24.44 | COMMISSARIAT A L'ENERGIE ATOMIQUE | Commissariat à l'Energie Atomique (80%) Electricité de France (20%) | 1968-11-01 | 1973-08-31 | 1973-12-13 | None | None | 2010-02-01 | 1974-07-14 | 0.405 | 0.412 | 0.463 | 162
162 | FRANCE | Year Electricity Supplied [GW.h] Reference Unit Power [MW] Annual Time On Line [h] Operation Factor [%] Energy Availability Factor [%] Load Factor [%] Year Electricity Supplied [GW.h] Reference Unit Power [MW] Annual Time On Line [h] Operation Factor [%] Annual Cumulative Annual Cumulative 0 1977 932.40 890 2019 NaN NaN NaN NaN NaN 1 1978 6079.20 890 7302 83.4 78.2 78.2 78.0 78.0 2 1979 4542.00 890 5338 60.9 58.8 68.5 58.3 68.1 3 1980 5510.00 890 6350 72.3 70.7 69.2 70.5 68.9 4 1981 5065.30 890 5844 66.7 65.3 68.2 65.0 67.9 5 1982 1848.20 880 2138 24.4 24.0 59.5 24.0 59.2 6 1983 5690.00 880 6701 76.5 75.3 62.1 73.8 61.6 7 1984 6503.00 880 7731 88.0 85.2 65.4 84.1 64.8 8 1985 6044.60 880 7105 81.1 79.8 67.2 78.4 66.5 9 1986 5661.30 880 6702 76.5 74.7 68.0 73.4 67.3 10 1987 5029.60 880 6147 70.2 73.6 68.6 65.2 67.1 11 1988 5399.00 880 7069 80.5 77.9 69.4 69.8 67.3 12 1989 3253.33 880 4108 46.9 43.4 67.3 42.2 65.2 13 1990 5036.69 880 6481 74.0 74.6 67.8 65.3 65.2 14 1991 4053.54 880 4900 55.9 55.5 66.9 52.6 64.4 15 1992 4867.06 880 6079 69.2 66.9 66.9 63.0 64.3 16 1993 5548.68 880 7161 81.8 74.6 67.4 72.0 64.7 17 1994 6186.14 880 7508 85.7 86.4 68.5 80.2 65.6 18 1995 5856.09 880 6990 79.8 84.7 69.4 76.0 66.2 19 1996 6164.97 880 7544 85.9 85.2 70.3 79.8 66.9 20 1997 5826.79 880 7209 82.3 81.5 70.8 75.6 67.4 21 1998 4617.05 880 5727 65.4 61.7 70.4 59.9 67.0 22 1999 5228.79 880 6283 71.7 70.8 70.4 67.8 67.0 23 2000 5782.65 880 7145 81.3 80.8 70.9 74.8 67.4 24 2001 5507.53 880 7095 81.0 78.4 71.2 71.4 67.6 25 2002 2989.75 880 3832 43.7 41.1 70.0 38.8 66.4 26 2003 6985.20 880 8518 97.2 96.4 71.0 90.6 67.3 27 2004 3726.49 880 4500 51.2 49.6 70.2 48.2 66.6 28 2005 5448.42 880 6673 76.2 75.3 70.4 70.7 66.8 29 2006 6875.72 880 8338 95.2 93.5 71.2 89.2 67.5 30 2007 4666.98 880 5715 65.2 61.1 70.8 60.5 67.3 31 2008 5147.36 880 6120 69.7 66.8 70.7 66.6 67.3 32 2009 5382.77 880 6365 72.7 70.1 70.7 69.8 67.4 33 2010 5181.48 880 6209 70.9 68.0 70.6 67.2 67.4 34 2011 5187.84 880 6197 70.7 68.0 70.5 67.3 67.4 35 2012 7031.35 880 8158 92.9 92.4 71.2 91.0 68.0 36 2013 4453.46 880 5419 61.9 58.1 70.8 57.8 67.8 37 2014 5361.14 880 6441 73.5 70.5 70.8 69.6 67.8 38 2015 7194.82 880 8433 96.3 93.8 71.4 93.3 68.5 39 2016 4981.46 880 6167 70.2 64.9 71.2 64.4 68.4 40 2017 5807.00 880 6803 77.7 76.1 71.4 75.3 68.5 41 2018 7037.75 880 8504 97.1 93.1 71.9 91.3 69.1 42 2019 6208.07 880 7325 83.6 81.0 72.1 80.5 69.4 43 2020 1082.25 880 1250 98.3 96.7 72.2 96.7 69.5 | FESSENHEIM-1 | PWR | CP0 | Permanent Shutdown | 880 | 880 | 920 | 2785 | 226.73 | ÉLECTRICITÉ DE FRANCE | ÉLECTRICITÉ DE FRANCE | 1971-09-01 | 1977-03-07 | 1977-04-06 | None | None | 2020-02-22 | 1978-01-01 | 0.695 | 0.741 | 0.722 | 163
163 | FRANCE | Year Electricity Supplied [GW.h] Reference Unit Power [MW] Annual Time On Line [h] Operation Factor [%] Energy Availability Factor [%] Load Factor [%] Year Electricity Supplied [GW.h] Reference Unit Power [MW] Annual Time On Line [h] Operation Factor [%] Annual Cumulative Annual Cumulative 0 1977 212.20 890 655 NaN NaN NaN NaN NaN 1 1978 5760.40 890 7032 85.6 81.8 81.8 81.5 81.5 2 1979 4521.00 890 5684 64.9 58.7 68.6 58.0 68.1 3 1980 5601.00 890 6603 75.2 72.2 69.9 71.6 69.4 4 1981 6055.00 890 7117 81.2 79.4 72.5 77.7 71.6 5 1982 6047.90 880 8247 94.1 93.1 76.8 78.4 73.0 6 1983 4315.00 880 5206 59.4 58.2 73.6 56.0 70.1 7 1984 6459.00 880 7860 89.5 88.4 75.8 83.6 72.1 8 1985 5917.20 880 7248 82.7 78.6 76.1 76.8 72.7 9 1986 5522.50 880 6573 75.0 73.2 75.8 71.6 72.6 10 1987 6150.10 880 7335 83.7 82.6 76.5 79.8 73.3 11 1988 4830.00 880 6158 70.1 69.8 75.9 62.5 72.3 12 1989 5643.37 880 6944 79.3 96.2 77.6 73.2 72.4 13 1990 3552.40 880 4612 52.6 49.6 75.4 46.1 70.3 14 1991 5308.43 880 6537 74.6 72.8 75.2 68.9 70.2 15 1992 2202.03 880 2699 30.7 29.9 72.2 28.5 67.4 16 1993 5775.09 880 7167 81.8 77.6 72.5 74.9 67.9 17 1994 5294.89 880 6807 77.7 98.2 74.0 68.7 67.9 18 1995 5098.25 880 6305 72.0 70.5 73.8 66.1 67.8 19 1996 6192.10 880 7515 85.6 84.4 74.4 80.1 68.5 20 1997 5808.56 880 6982 79.7 80.0 74.7 75.4 68.8 21 1998 5597.00 880 6797 77.6 73.7 74.6 72.6 69.0 22 1999 6392.59 880 7708 88.0 86.4 75.2 82.9 69.6 23 2000 3730.37 880 4514 51.4 51.0 74.1 48.3 68.7 24 2001 6699.95 880 7876 89.9 87.3 74.7 86.9 69.5 25 2002 6562.58 880 7729 88.2 85.6 75.1 85.1 70.1 26 2003 4589.49 880 5434 62.0 60.7 74.5 59.5 69.7 27 2004 6913.74 880 8435 96.0 93.6 75.2 89.4 70.4 28 2005 6381.24 880 7813 89.2 85.1 75.6 82.8 70.9 29 2006 4803.12 880 5844 66.7 64.7 75.2 62.3 70.6 30 2007 4816.72 880 5781 66.0 62.9 74.8 62.5 70.3 31 2008 5131.40 880 6384 72.7 66.8 74.6 66.4 70.2 32 2009 3366.58 880 4206 48.0 43.9 73.6 43.7 69.3 33 2010 6573.08 880 8100 92.5 87.0 74.0 85.3 69.8 34 2011 1976.89 880 2521 28.8 25.7 72.6 25.6 68.5 35 2012 5427.83 880 6584 75.0 73.1 72.6 70.2 68.6 36 2013 4815.26 880 5841 66.7 63.3 72.3 62.5 68.4 37 2014 6874.97 880 8244 94.1 91.7 72.8 89.2 69.0 38 2015 5669.65 880 6904 78.8 76.7 73.0 73.6 69.1 39 2016 3428.20 880 3960 45.1 44.6 72.2 44.4 68.4 40 2017 0.00 880 0 0.0 0.0 70.4 0.0 66.7 41 2018 4909.07 880 6006 68.6 64.5 70.3 63.7 66.6 42 2019 6108.70 880 7064 80.6 79.6 70.5 79.2 67.0 43 2020 3697.08 880 4247 97.2 96.8 70.8 96.2 67.3 | FESSENHEIM-2 | PWR | CP0 | Permanent Shutdown | 880 | 880 | 920 | 2785 | 220.57 | ÉLECTRICITÉ DE FRANCE | ÉLECTRICITÉ DE FRANCE | 1972-02-01 | 1977-06-27 | 1977-10-07 | None | None | 2020-06-30 | 1978-04-01 | 0.673 | 0.722 | 0.708 | 164
164 | FRANCE | Year Electricity Supplied [GW.h] Reference Unit Power [MW] Annual Time On Line [h] Operation Factor [%] Energy Availability Factor [%] Load Factor [%] Year Electricity Supplied [GW.h] Reference Unit Power [MW] Annual Time On Line [h] Operation Factor [%] Annual Cumulative Annual Cumulative 0 1978 518.70 925 1700 NaN NaN NaN NaN NaN 1 1979 4379.00 925 5588 60.5 53.2 53.2 52.0 52.0 2 1980 4460.00 920 5271 60.0 55.7 54.5 55.2 53.8 3 1981 5209.60 920 6017 68.7 65.2 58.3 64.6 57.6 4 1982 3341.70 920 3863 44.1 41.6 54.0 41.5 53.4 5 1983 6725.00 920 7689 87.8 85.3 60.4 83.4 59.6 6 1984 5748.00 920 6580 74.9 88.0 65.1 71.1 61.6 7 1985 5948.80 920 7118 81.3 76.0 66.7 73.8 63.4 8 1986 5945.60 920 7515 85.8 84.5 69.0 73.8 64.7 9 1987 3581.10 920 4729 54.0 51.6 67.0 44.4 62.4 10 1988 4495.00 920 5718 65.1 63.2 66.6 55.6 61.7 11 1989 4700.83 920 5721 65.3 61.1 66.1 58.3 61.4 12 1990 4878.71 920 6213 70.9 69.3 66.4 60.5 61.3 13 1991 4927.21 920 6001 68.5 64.4 66.2 61.1 61.3 14 1992 3918.31 910 4781 54.4 50.2 65.1 49.0 60.4 15 1993 4509.91 910 5718 65.3 94.2 67.0 56.6 60.2 16 1994 5782.19 910 6811 77.8 76.6 67.6 72.5 60.9 17 1995 6045.65 910 7051 80.5 78.1 68.2 75.8 61.8 18 1996 5533.91 910 6863 78.1 75.4 68.6 69.2 62.2 19 1997 5477.66 910 6815 77.8 81.0 69.3 68.7 62.6 20 1998 5379.41 910 6605 75.4 72.9 69.5 67.5 62.8 21 1999 5960.27 910 7050 80.5 77.5 69.9 74.8 63.4 22 2000 5183.54 910 6025 68.6 66.3 69.7 64.8 63.5 23 2001 5685.92 910 6493 74.1 72.2 69.8 71.3 63.8 24 2002 5542.28 910 6212 70.9 69.9 69.8 69.5 64.0 25 2003 5521.65 910 6579 75.1 71.0 69.9 69.3 64.2 26 2004 7593.43 910 8571 97.6 96.0 70.9 95.0 65.4 27 2005 6373.89 910 7607 86.8 81.7 71.3 80.0 66.0 28 2006 6125.65 910 7158 81.7 79.2 71.6 76.8 66.4 29 2007 6925.13 910 7880 89.9 87.6 72.1 86.9 67.1 30 2008 6130.76 910 7517 85.6 77.7 72.3 76.7 67.4 31 2009 7285.26 910 8731 99.7 96.1 73.1 91.4 68.2 32 2010 2218.07 910 2732 31.2 27.9 71.6 27.8 66.9 33 2011 6127.50 910 7260 82.9 79.6 71.9 76.9 67.2 34 2012 7658.29 910 8712 99.2 98.4 72.7 95.8 68.0 35 2013 4679.30 910 5482 62.6 60.4 72.3 58.7 67.8 36 2014 6386.08 910 7390 84.4 82.1 72.6 80.1 68.1 37 2015 7307.72 910 8526 97.3 95.0 73.2 91.7 68.8 38 2016 4345.61 910 5400 61.5 54.4 72.7 54.4 68.4 39 2017 6690.06 910 7569 86.4 84.4 73.0 83.9 68.8 40 2018 6115.35 910 6916 79.0 76.6 73.1 76.7 69.0 41 2019 7443.41 910 8383 95.7 93.6 73.6 93.4 69.6 42 2020 351.50 910 412 4.7 5.0 72.0 4.4 68.0 43 2021 6445.92 910 7527 85.9 81.6 72.2 80.9 68.3 | BUGEY-2 | PWR | CP0 | Operational | 920 | 910 | 945 | 2785 | 235.93 | ÉLECTRICITÉ DE FRANCE | ÉLECTRICITÉ DE FRANCE | 1972-11-01 | 1978-04-20 | 1978-05-10 | None | None | None | 1979-03-01 | 0.683 | 0.739 | 0.722 | 165
165 | FRANCE | Year Electricity Supplied [GW.h] Reference Unit Power [MW] Annual Time On Line [h] Operation Factor [%] Energy Availability Factor [%] Load Factor [%] Year Electricity Supplied [GW.h] Reference Unit Power [MW] Annual Time On Line [h] Operation Factor [%] Annual Cumulative Annual Cumulative 0 1978 416.90 925 1144 NaN NaN NaN NaN NaN 1 1979 3504.00 925 4389 45.0 39.9 39.9 40.4 40.4 2 1980 5960.00 920 6951 79.1 74.7 58.8 73.8 58.5 3 1981 4849.60 920 5646 64.4 61.0 59.6 60.2 59.1 4 1982 6002.20 920 7661 87.4 78.9 64.6 74.5 63.1 5 1983 5525.00 920 6556 74.8 74.0 66.6 68.6 64.2 6 1984 5793.00 920 6905 78.6 78.0 68.5 71.7 65.5 7 1985 4571.10 920 5235 59.8 57.2 66.8 56.7 64.2 8 1986 6558.10 920 7634 87.2 87.1 69.4 81.4 66.4 9 1987 5482.50 920 6637 75.8 76.4 70.2 68.0 66.6 10 1988 3812.00 920 4935 56.2 62.4 69.4 47.2 64.6 11 1989 4914.26 920 6467 73.8 87.4 71.1 61.0 64.3 12 1990 4538.61 920 5474 62.5 63.0 70.4 56.3 63.6 13 1991 3442.82 920 4168 47.6 51.7 68.9 42.7 62.0 14 1992 2489.99 910 2879 32.8 32.2 66.3 31.2 59.8 15 1993 5954.45 910 7117 81.2 76.1 67.0 74.7 60.8 16 1994 4717.68 910 5872 67.0 65.2 66.8 59.2 60.7 17 1995 5535.71 910 6564 74.9 95.2 68.5 69.4 61.2 18 1996 5652.94 910 7012 79.8 76.4 69.0 70.7 61.7 19 1997 5596.64 910 6561 74.9 74.9 69.3 70.2 62.2 20 1998 6680.36 910 7875 89.9 89.0 70.3 83.8 63.2 21 1999 5786.61 910 7001 79.9 77.3 70.6 72.6 63.7 22 2000 5745.14 910 6765 77.0 74.7 70.8 71.9 64.1 23 2001 6230.61 910 7129 81.4 81.2 71.2 78.2 64.7 24 2002 4634.68 910 5654 64.5 63.9 70.9 58.1 64.4 25 2003 6646.07 910 7924 90.5 85.2 71.5 83.4 65.2 26 2004 6447.31 910 7461 84.9 87.8 72.1 80.7 65.8 27 2005 5805.39 910 7017 80.1 76.8 72.3 72.8 66.0 28 2006 6563.54 910 7624 87.0 83.9 72.7 82.3 66.6 29 2007 7277.78 910 8258 94.3 91.4 73.4 91.3 67.5 30 2008 5807.10 910 7352 83.7 72.9 73.4 72.6 67.6 31 2009 1984.81 910 2676 30.6 25.0 71.8 24.9 66.2 32 2010 0.00 910 0 0.0 0.0 69.5 0.0 64.2 33 2011 7184.55 910 8370 95.6 92.1 70.2 90.1 65.0 34 2012 5696.79 910 6487 73.8 71.6 70.3 71.3 65.2 35 2013 4321.81 910 4929 56.3 55.1 69.8 54.2 64.8 36 2014 7412.21 910 8563 97.8 97.7 70.6 93.0 65.6 37 2015 6656.93 910 7664 87.5 84.6 71.0 83.5 66.1 38 2016 5556.90 910 6516 74.2 70.2 71.0 69.5 66.2 39 2017 6840.57 910 7744 88.4 86.3 71.4 85.8 66.7 40 2018 6993.15 910 8196 93.6 89.7 71.8 87.7 67.2 41 2019 4893.90 910 5806 66.3 61.7 71.6 61.4 67.1 42 2020 2537.87 910 2962 33.7 33.2 70.6 31.8 66.2 43 2021 6181.66 910 7068 80.7 78.6 70.8 77.6 66.5 | BUGEY-3 | PWR | CP0 | Operational | 920 | 910 | 945 | 2785 | 229.04 | ÉLECTRICITÉ DE FRANCE | ÉLECTRICITÉ DE FRANCE | 1973-09-01 | 1978-08-31 | 1978-09-21 | None | None | None | 1979-03-01 | 0.665 | 0.721 | 0.708 | 166
166 | FRANCE | Year Electricity Supplied [GW.h] Reference Unit Power [MW] Annual Time On Line [h] Operation Factor [%] Energy Availability Factor [%] Load Factor [%] Year Electricity Supplied [GW.h] Reference Unit Power [MW] Annual Time On Line [h] Operation Factor [%] Annual Cumulative Annual Cumulative 0 1979 3528.00 900 5030 64.6 64.6 64.6 58.4 58.4 1 1980 5063.00 900 5983 68.1 65.8 65.4 64.0 62.2 2 1981 5671.90 900 6834 78.0 75.6 69.5 71.9 66.1 3 1982 5474.90 900 6276 71.6 69.8 69.6 69.4 67.0 4 1983 6329.00 900 7389 84.4 83.2 72.6 80.3 70.0 5 1984 5882.00 900 6896 78.5 75.8 73.2 74.4 70.8 6 1985 6224.40 900 7696 87.8 86.7 75.3 79.0 72.0 7 1986 5312.70 900 6622 75.6 76.1 75.4 67.4 71.4 8 1987 4670.90 900 6180 70.6 78.2 75.7 59.2 70.0 9 1988 3323.00 900 4524 51.5 51.5 73.2 42.0 67.0 10 1989 5541.34 900 6846 78.2 76.2 73.4 70.3 67.4 11 1990 3186.65 880 4312 49.2 53.5 71.7 41.3 65.1 12 1991 4984.85 880 6317 72.1 69.3 71.6 64.7 65.1 13 1992 1649.11 880 2012 22.9 22.2 68.0 21.3 61.9 14 1993 5748.62 880 7506 85.7 74.2 68.4 74.6 62.8 15 1994 5209.34 880 6619 75.6 82.2 69.3 67.6 63.1 16 1995 3989.94 880 4843 55.3 59.1 68.6 51.8 62.4 17 1996 4188.12 880 5333 60.7 62.4 68.3 54.2 61.9 18 1997 5652.46 880 7420 84.7 80.8 69.0 73.3 62.5 19 1998 6304.00 880 7791 88.9 86.3 69.8 81.8 63.5 20 1999 5591.31 880 7231 82.6 77.5 70.2 72.5 64.0 21 2000 5987.96 880 7544 85.9 82.6 70.8 77.5 64.6 22 2001 4746.00 880 5921 67.6 63.4 70.5 61.6 64.4 23 2002 5590.81 880 7130 81.4 83.4 71.0 72.5 64.8 24 2003 6645.34 880 8192 93.5 94.2 71.9 86.2 65.6 25 2004 6098.32 880 7367 83.9 81.3 72.3 78.9 66.2 26 2005 6073.19 880 7672 87.6 80.3 72.6 78.8 66.6 27 2006 6846.66 880 8341 95.2 93.2 73.3 88.8 67.4 28 2007 3586.19 880 4217 48.1 46.8 72.4 46.5 66.7 29 2008 6790.40 880 7891 89.8 87.7 72.9 87.8 67.4 30 2009 5094.25 880 6262 71.5 67.5 72.8 66.1 67.4 31 2010 7374.14 880 8674 99.0 98.4 73.6 95.7 68.3 32 2011 4458.28 880 5344 61.0 58.8 73.1 57.8 67.9 33 2012 6365.58 880 7529 85.7 83.5 73.4 82.4 68.4 34 2013 7125.79 880 8425 96.2 95.4 74.0 92.4 69.1 35 2014 5022.76 880 6265 71.5 68.5 73.9 65.2 69.0 36 2015 6335.29 880 7448 85.0 82.9 74.1 82.2 69.3 37 2016 4915.52 880 5739 65.3 64.5 73.9 63.6 69.2 38 2017 7189.64 880 8420 96.1 94.7 74.4 93.3 69.8 39 2018 5628.66 880 6625 75.6 73.1 74.4 73.0 69.9 40 2019 6584.52 880 7618 87.0 84.8 74.6 85.4 70.2 41 2020 6391.78 880 7595 86.5 84.8 74.9 82.7 70.6 42 2021 3552.95 880 4434 50.6 48.2 74.3 46.1 70.0 | BUGEY-4 | PWR | CP0 | Operational | 900 | 880 | 917 | 2785 | 232.03 | ÉLECTRICITÉ DE FRANCE | ÉLECTRICITÉ DE FRANCE | 1974-06-01 | 1979-02-17 | 1979-03-08 | None | None | None | 1979-07-01 | 0.7 | 0.757 | 0.743 | 167
167 | FRANCE | Year Electricity Supplied [GW.h] Reference Unit Power [MW] Annual Time On Line [h] Operation Factor [%] Energy Availability Factor [%] Load Factor [%] Year Electricity Supplied [GW.h] Reference Unit Power [MW] Annual Time On Line [h] Operation Factor [%] Annual Cumulative Annual Cumulative 0 1979 1260.00 900 2337 NaN NaN NaN NaN NaN 1 1980 6589.00 900 8050 91.6 84.5 84.5 83.4 83.4 2 1981 4869.30 900 6061 69.2 62.8 73.6 61.8 72.6 3 1982 5738.50 900 6956 79.4 76.4 74.6 72.8 72.6 4 1983 5578.00 900 6649 75.9 73.9 74.4 70.8 72.2 5 1984 5778.00 900 6884 78.4 74.1 74.3 73.1 72.4 6 1985 6079.70 900 7314 83.5 80.5 75.4 77.1 73.2 7 1986 5465.50 900 6493 74.1 75.5 75.4 69.3 72.6 8 1987 5015.90 900 6044 69.0 66.6 74.3 63.6 71.5 9 1988 5466.00 900 6465 73.6 84.6 75.4 69.1 71.2 10 1989 4757.98 900 6185 70.6 64.7 74.4 60.4 70.1 11 1990 5585.97 880 7156 81.7 74.8 74.4 72.5 70.3 12 1991 3358.36 880 4258 48.6 44.0 71.9 43.6 68.2 13 1992 4034.99 880 5003 57.0 52.5 70.5 52.2 66.9 14 1993 4416.61 880 5329 60.8 57.4 69.5 57.3 66.3 15 1994 4487.33 880 6311 72.0 85.7 70.6 58.2 65.7 16 1995 5582.80 880 7060 80.6 78.0 71.0 72.4 66.2 17 1996 5361.36 880 6844 77.9 77.5 71.4 69.4 66.3 18 1997 5592.90 880 7302 83.4 84.3 72.1 72.6 66.7 19 1998 5320.37 880 6844 78.1 80.5 72.6 69.0 66.8 20 1999 6108.75 880 7679 87.7 82.7 73.1 79.2 67.4 21 2000 5403.24 880 6889 78.4 74.6 73.1 69.9 67.5 22 2001 4358.59 880 5604 64.0 72.1 73.1 56.5 67.0 23 2002 6146.94 880 7925 90.5 91.0 73.9 79.7 67.6 24 2003 5711.09 880 7220 82.4 80.0 74.1 74.1 67.8 25 2004 5256.10 880 6438 73.3 71.4 74.0 68.0 67.9 26 2005 7022.84 880 8573 97.8 97.6 74.9 91.1 68.7 27 2006 6118.12 880 7765 88.6 86.6 75.3 79.4 69.1 28 2007 5752.87 880 7051 80.5 75.1 75.3 74.6 69.3 29 2008 6302.49 880 7822 89.0 84.3 75.6 81.5 69.7 30 2009 6556.83 880 7935 90.6 86.6 76.0 85.1 70.2 31 2010 5927.46 880 7457 85.1 80.1 76.1 76.9 70.5 32 2011 3271.68 880 4079 46.6 43.5 75.1 42.4 69.6 33 2012 7133.76 880 8569 97.6 98.3 75.8 92.3 70.3 34 2013 5083.50 880 5997 68.5 66.7 75.6 65.9 70.2 35 2014 5508.01 880 6492 74.1 72.4 75.5 71.4 70.2 36 2015 4924.48 880 5693 65.0 63.9 75.1 63.9 70.0 37 2016 0.00 880 0 0.0 0.0 73.1 0.0 68.1 38 2017 3282.27 880 3887 44.4 42.7 72.3 42.6 67.5 39 2018 5098.42 880 5902 67.4 65.9 72.2 66.1 67.4 40 2019 7323.23 880 8655 98.8 97.3 72.8 95.0 68.1 41 2020 5887.45 880 6900 78.6 76.3 72.9 76.2 68.3 42 2021 4054.52 880 4822 55.0 52.5 72.4 52.6 67.9 | BUGEY-5 | PWR | CP0 | Operational | 900 | 880 | 917 | 2785 | 222.74 | ÉLECTRICITÉ DE FRANCE | ÉLECTRICITÉ DE FRANCE | 1974-07-01 | 1979-07-15 | 1979-07-31 | None | None | None | 1980-01-03 | 0.679 | 0.74 | 0.724 | 168
168 | FRANCE | Year Electricity Supplied [GW.h] Reference Unit Power [MW] Annual Time On Line [h] Operation Factor [%] Energy Availability Factor [%] Load Factor [%] Year Electricity Supplied [GW.h] Reference Unit Power [MW] Annual Time On Line [h] Operation Factor [%] Annual Cumulative Annual Cumulative 0 1981 840.80 880 2094 NaN NaN NaN NaN NaN 1 1982 638.90 880 1299 NaN NaN NaN NaN NaN 2 1983 3670.00 880 4382 93.8 92.0 92.0 91.9 91.9 3 1984 4401.00 880 5042 57.4 56.0 66.6 56.9 67.2 4 1985 5630.40 880 6827 77.9 75.0 70.1 73.0 69.6 5 1986 5476.40 880 7144 81.6 79.7 72.9 71.0 70.0 6 1987 5171.30 880 6667 76.1 76.1 73.6 67.1 69.4 7 1988 5721.00 915 6464 73.6 76.0 74.1 71.2 69.7 8 1989 6609.76 915 7699 87.9 82.7 75.4 82.5 71.8 9 1990 6113.67 915 7089 80.9 84.1 76.6 76.3 72.4 10 1991 4005.40 915 4736 54.1 52.3 73.7 50.0 69.7 11 1992 5621.12 915 6690 76.2 74.0 73.7 69.9 69.7 12 1993 5668.51 915 6821 77.9 72.4 73.6 70.7 69.8 13 1994 6095.73 915 7252 82.8 85.1 74.6 76.0 70.4 14 1995 4442.99 915 5211 59.5 60.3 73.4 55.4 69.1 15 1996 5541.09 915 6888 78.4 78.8 73.8 68.9 69.1 16 1997 5132.60 915 6404 73.1 75.4 74.0 64.0 68.8 17 1998 6030.71 915 7366 84.1 82.1 74.5 75.2 69.2 18 1999 5062.64 915 6207 70.9 67.9 74.1 63.2 68.8 19 2000 5086.74 915 5957 67.8 66.0 73.6 63.3 68.5 20 2001 6814.76 915 7735 88.3 86.4 74.3 85.0 69.4 21 2002 6637.03 915 7592 86.7 83.4 74.8 82.8 70.1 22 2003 6630.44 915 7658 87.4 82.8 75.2 82.7 70.7 23 2004 6364.19 915 7356 83.7 80.4 75.4 79.2 71.1 24 2005 5384.07 915 6186 70.6 68.1 75.1 67.2 70.9 25 2006 6914.14 915 7973 91.0 88.2 75.7 86.3 71.6 26 2007 6426.68 915 7380 84.2 80.6 75.9 80.2 72.0 27 2008 6894.13 915 8034 91.5 88.6 76.4 85.8 72.5 28 2009 6241.46 915 7298 83.3 78.4 76.4 77.9 72.7 29 2010 6802.10 915 7967 91.0 84.9 76.8 84.9 73.2 30 2011 5947.96 915 7000 79.9 74.2 76.7 74.2 73.2 31 2012 6577.57 915 7708 87.8 83.9 76.9 81.8 73.5 32 2013 4822.46 915 5662 64.6 60.3 76.4 60.2 73.0 33 2014 6259.24 915 7417 84.7 79.1 76.5 78.1 73.2 34 2015 4480.02 915 5185 59.2 56.7 75.8 55.9 72.7 35 2016 6385.17 915 7366 83.9 80.7 76.0 79.4 72.9 36 2017 5955.70 915 6794 77.6 75.5 76.0 74.3 72.9 37 2018 6516.26 915 7535 86.0 82.2 76.2 81.3 73.2 38 2019 5581.31 915 6561 74.9 70.2 76.0 69.6 73.1 39 2020 5698.35 915 6792 77.3 71.6 75.9 70.9 73.0 40 2021 4157.53 915 4788 54.7 52.0 75.2 51.9 72.4 | ST. LAURENT B-1 | PWR | CP2 | Operational | 915 | 915 | 956 | 2785 | 224.44 | ÉLECTRICITÉ DE FRANCE | ÉLECTRICITÉ DE FRANCE | 1976-05-01 | 1981-01-04 | 1981-01-21 | None | None | None | 1983-08-01 | 0.724 | 0.778 | 0.752 | 169
169 | FRANCE | Year Electricity Supplied [GW.h] Reference Unit Power [MW] Annual Time On Line [h] Operation Factor [%] Energy Availability Factor [%] Load Factor [%] Year Electricity Supplied [GW.h] Reference Unit Power [MW] Annual Time On Line [h] Operation Factor [%] Annual Cumulative Annual Cumulative 0 1980 2468.00 920 3412 97.0 56.6 56.6 95.8 95.8 1 1981 4416.00 920 5176 59.1 56.3 56.4 54.8 58.0 2 1982 5909.80 915 8151 93.0 81.9 68.6 73.7 65.5 3 1983 5111.00 915 6097 69.6 67.2 68.1 63.8 65.0 4 1984 6468.00 915 7662 87.2 86.7 72.7 80.5 68.8 5 1985 6217.90 915 7560 86.3 81.6 74.4 77.6 70.5 6 1986 5880.30 915 7188 82.0 77.0 74.9 73.4 71.0 7 1987 5978.10 915 7360 84.0 78.2 75.3 74.6 71.5 8 1988 5836.00 915 7200 82.0 76.7 75.5 72.6 71.6 9 1989 5830.15 915 7550 86.2 83.2 76.3 72.7 71.7 10 1990 5099.69 915 6377 72.8 65.1 75.2 63.6 70.9 11 1991 5909.12 915 7262 82.9 77.0 75.4 73.7 71.2 12 1992 5659.31 915 7573 86.2 83.0 76.0 70.4 71.1 13 1993 6134.82 915 7393 84.4 77.7 76.1 76.5 71.5 14 1994 5008.42 915 6458 73.7 70.3 75.7 62.5 70.9 15 1995 5372.68 915 6374 72.8 70.6 75.4 67.0 70.6 16 1996 7302.13 915 8448 96.2 93.8 76.5 90.8 71.9 17 1997 5548.30 915 6711 76.6 72.5 76.3 69.2 71.7 18 1998 5503.66 915 7075 80.8 71.0 76.0 68.7 71.6 19 1999 3426.65 915 4016 45.8 44.5 74.4 42.8 70.1 20 2000 6644.86 915 7842 89.3 87.2 75.0 82.7 70.7 21 2001 6053.29 915 7261 82.9 82.0 75.3 75.5 70.9 22 2002 6384.56 915 7778 88.8 86.7 75.8 79.6 71.3 23 2003 5670.06 915 7029 80.2 73.0 75.7 70.7 71.3 24 2004 6832.46 915 8049 91.6 89.0 76.3 85.0 71.9 25 2005 5830.97 915 7007 80.0 74.0 76.2 72.7 71.9 26 2006 6466.79 915 7989 91.2 87.4 76.6 80.7 72.2 27 2007 6344.72 915 7496 85.6 82.6 76.8 79.2 72.5 28 2008 6808.19 915 7950 90.5 87.9 77.2 84.7 72.9 29 2009 4655.39 915 5435 62.0 59.2 76.6 58.1 72.4 30 2010 6688.43 915 7755 88.5 86.6 76.9 83.4 72.8 31 2011 5580.09 915 6483 74.0 76.4 76.9 69.6 72.7 32 2012 6339.05 915 7345 83.6 80.6 77.0 78.9 72.9 33 2013 5868.42 915 6741 77.0 74.7 77.0 73.2 72.9 34 2014 6743.76 915 7683 87.7 85.7 77.2 84.1 73.2 35 2015 5751.37 915 6557 74.8 73.1 77.1 71.8 73.2 36 2016 4576.92 915 5400 61.5 58.8 76.6 57.0 72.7 37 2017 4029.83 915 4975 56.8 53.3 76.0 50.3 72.1 38 2018 5586.73 915 6477 73.9 70.8 75.8 69.7 72.0 39 2019 2843.84 915 3231 36.9 35.7 74.8 35.5 71.1 40 2020 6655.75 915 7846 89.3 86.1 75.1 82.8 71.4 41 2021 6052.10 915 7270 83.0 78.5 75.2 75.5 71.5 | TRICASTIN-1 | PWR | CP1 | Operational | 915 | 915 | 955 | 2785 | 237.89 | ÉLECTRICITÉ DE FRANCE | ÉLECTRICITÉ DE FRANCE | 1974-11-01 | 1980-02-21 | 1980-05-31 | None | None | None | 1980-12-01 | 0.715 | 0.788 | 0.752 | 170
170 | FRANCE | Year Electricity Supplied [GW.h] Reference Unit Power [MW] Annual Time On Line [h] Operation Factor [%] Energy Availability Factor [%] Load Factor [%] Year Electricity Supplied [GW.h] Reference Unit Power [MW] Annual Time On Line [h] Operation Factor [%] Annual Cumulative Annual Cumulative 0 1980 1614.00 920 2559 76.3 68.7 68.7 68.1 68.1 1 1981 6155.10 920 7819 89.3 82.3 81.3 76.4 75.7 2 1982 4056.20 915 5932 67.7 63.0 72.5 50.6 63.7 3 1983 5624.00 915 7245 82.7 81.9 75.6 70.2 65.8 4 1984 6603.00 915 7684 87.5 87.2 78.4 82.2 69.8 5 1985 6261.70 915 7375 84.2 79.4 78.6 78.1 71.4 6 1986 6286.60 915 7631 87.1 82.6 79.3 78.4 72.6 7 1987 5302.30 915 6500 74.2 69.6 77.9 66.2 71.7 8 1988 4896.00 915 6628 75.5 73.1 77.3 60.9 70.4 9 1989 5164.73 915 6650 75.9 71.4 76.7 64.4 69.7 10 1990 5614.37 915 7177 81.9 72.5 76.2 70.0 69.7 11 1991 4459.14 915 5429 62.0 58.2 74.6 55.6 68.5 12 1992 6099.10 915 7118 81.0 78.7 75.0 75.9 69.1 13 1993 5777.08 915 6876 78.5 72.9 74.8 72.1 69.3 14 1994 6216.70 915 7222 82.4 79.1 75.1 77.6 69.9 15 1995 6312.32 915 7504 85.7 81.6 75.5 78.8 70.5 16 1996 6391.27 915 7615 86.7 82.1 76.0 79.5 71.0 17 1997 5218.84 915 6107 69.7 66.8 75.4 65.1 70.7 18 1998 6293.90 915 7354 84.0 81.2 75.7 78.5 71.1 19 1999 5661.49 915 6674 76.2 73.0 75.6 70.6 71.1 20 2000 4293.76 915 5092 58.0 55.3 74.6 53.4 70.2 21 2001 6710.46 915 7779 88.8 87.1 75.2 83.7 70.9 22 2002 6593.92 915 7714 88.1 86.9 75.7 82.3 71.4 23 2003 6195.95 915 7521 85.9 84.4 76.1 77.3 71.6 24 2004 5684.23 915 7271 82.8 80.7 76.3 70.7 71.6 25 2005 5878.67 915 7128 81.4 77.8 76.3 73.3 71.7 26 2006 6221.30 915 7366 84.1 80.7 76.5 77.6 71.9 27 2007 6910.13 915 7989 91.2 89.3 77.0 86.2 72.4 28 2008 4884.40 915 5768 65.7 63.6 76.5 60.8 72.0 29 2009 6083.60 915 7028 80.2 76.1 76.5 75.9 72.1 30 2010 6467.47 915 7629 87.1 84.8 76.8 80.7 72.4 31 2011 4690.91 915 5560 63.5 60.9 76.2 58.5 72.0 32 2012 6847.18 915 7806 88.9 86.1 76.6 85.2 72.4 33 2013 5664.14 915 6607 75.4 71.8 76.4 70.7 72.3 34 2014 6417.13 915 7593 86.7 82.1 76.6 80.1 72.6 35 2015 6224.43 915 6828 78.0 77.0 76.6 77.7 72.7 36 2016 7208.49 915 7948 90.5 88.2 76.9 89.7 73.2 37 2017 3839.11 915 4529 51.7 48.0 76.1 47.9 72.5 38 2018 4365.93 915 5046 57.6 56.0 75.6 54.5 72.0 39 2019 5126.60 915 5725 65.4 63.6 75.3 64.0 71.8 40 2020 6937.00 915 7615 86.7 85.7 75.6 86.3 72.2 41 2021 4051.53 915 4413 50.4 49.7 74.9 50.6 71.6 | TRICASTIN-2 | PWR | CP1 | Operational | 915 | 915 | 955 | 2785 | 237.55 | ÉLECTRICITÉ DE FRANCE | ÉLECTRICITÉ DE FRANCE | 1974-12-01 | 1980-07-22 | 1980-08-07 | None | None | None | 1980-12-01 | 0.716 | 0.78 | 0.749 | 171
171 | FRANCE | Year Electricity Supplied [GW.h] Reference Unit Power [MW] Annual Time On Line [h] ... Energy Availability Factor [%] Load Factor [%] Year Electricity Supplied [GW.h] Reference Unit Power [MW] Annual Time On Line [h] ... Annual Cumulative Annual Cumulative 0 1959 Data Not Provided Data Not Provided Data Not Provided ... Data Not Provided Data Not Provided Data Not Provided Data Not Provided 1 1960 " " " ... " " " " 2 1961 " " " ... " " " " 3 1962 " " " ... " " " " 4 1963 " " " ... " " " " 5 1964 " " " ... " " " " 6 1965 " " " ... " " " " 7 1966 " " " ... " " " " 8 1967 " " " ... " " " " 9 1968 " " " ... " " " " 10 1969 " " " ... " " " " 11 1970 " " " ... " " " " 12 1971 " " " ... " " " " 13 1972 " " " ... " " " " 14 1973 " " " ... " " " " 15 1974 " " " ... " " " " 16 1975 " " " ... " " " " 17 1976 326.600 40 8708 ... 93.6 NC 93.0 NC 18 1977 251.500 40 6847 ... 71.9 NC 71.8 NC 19 1978 97.200 40 2633 ... 27.8 NC 27.7 NC 20 1979 171.000 39 5020 ... 47.2 NC 50.0 NC 21 1980 Data Not Provided Data Not Provided Data Not Provided ... Data Not Provided Data Not Provided Data Not Provided Data Not Provided [22 rows x 9 columns] | G-2 (MARCOULE) | GCR | None | Permanent Shutdown | 36 | 39 | 43 | 260 | 0.85 | Commissariat à l'Energie Atomique (80%) Electricité de France (20%) | None | 1955-03-01 | 1958-07-21 | 1959-04-22 | None | None | 1980-02-02 | 1959-04-22 | None | None | None | 172
172 | FRANCE | Year Electricity Supplied [GW.h] ... Load Factor [%] Year Electricity Supplied [GW.h] ... Annual Cumulative 0 1963 Data from a trial operation not provided ... Data from a trial operation not provided Data from a trial operation not provided 1 1964 Data Not Provided ... Data Not Provided Data Not Provided 2 1965 " ... " " 3 1966 " ... " " 4 1967 " ... " " 5 1968 " ... " " 6 1969 " ... " " 7 1970 " ... " " 8 1971 293.800 ... 42.4 NC 9 1972 277.800 ... 40.0 NC 10 1973 Data Not Provided ... Data Not Provided Data Not Provided [11 rows x 9 columns] | CHINON A-1 | GCR | UNGG | Permanent Shutdown | 68 | 70 | 80 | 300 | 2.97 | ÉLECTRICITÉ DE FRANCE | ÉLECTRICITÉ DE FRANCE | 1957-02-01 | 1962-09-16 | 1963-06-14 | None | None | 1973-04-16 | 1964-02-01 | None | None | None | 173
173 | FRANCE | Year Electricity Supplied [GW.h] Reference Unit Power [MW] Annual Time On Line [h] Operation Factor [%] Energy Availability Factor [%] Load Factor [%] Year Electricity Supplied [GW.h] Reference Unit Power [MW] Annual Time On Line [h] Operation Factor [%] Annual Cumulative Annual Cumulative 0 1980 1466.00 920 2477 74.1 72.3 72.3 72.0 72.0 1 1981 5001.80 920 5785 66.0 63.2 64.0 62.1 62.8 2 1982 2987.50 910 3602 41.1 38.2 51.7 37.5 50.8 3 1983 5537.00 910 6237 71.2 69.9 57.6 69.5 56.8 4 1984 6617.00 910 7654 87.1 86.2 64.6 82.8 63.2 5 1985 6211.70 910 7218 82.4 80.3 67.7 77.9 66.0 6 1986 5725.50 910 6508 74.3 73.4 68.6 71.8 67.0 7 1987 4650.10 910 5895 67.3 89.0 71.5 58.3 65.8 8 1988 4289.00 910 5306 60.4 57.0 69.7 53.7 64.3 9 1989 5109.64 910 6224 71.0 67.7 69.5 64.1 64.2 10 1990 4463.57 910 5425 61.9 59.2 68.4 56.0 63.4 11 1991 5675.04 910 6619 75.6 73.4 68.9 71.2 64.1 12 1992 5834.68 910 7250 82.5 80.6 69.9 73.0 64.9 13 1993 5866.85 910 7794 89.0 80.5 70.7 73.6 65.5 14 1994 4657.72 910 5729 65.4 67.7 70.5 58.4 65.0 15 1995 6123.14 910 7461 85.2 82.8 71.3 76.8 65.8 16 1996 6089.15 910 7357 83.8 80.3 71.8 76.2 66.5 17 1997 5860.44 910 7236 82.6 81.7 72.4 73.5 66.9 18 1998 6321.38 910 7622 87.0 83.7 73.0 79.3 67.6 19 1999 5841.29 910 7116 81.2 78.6 73.3 73.3 67.8 20 2000 6531.94 910 7705 87.7 88.1 74.1 81.7 68.6 21 2001 5289.37 910 6034 68.9 66.7 73.7 66.4 68.4 22 2002 5769.34 910 7057 80.6 86.3 74.3 72.4 68.6 23 2003 5919.51 910 7420 84.7 85.0 74.8 74.3 68.9 24 2004 6213.89 910 7664 87.2 86.2 75.2 77.7 69.2 25 2005 6188.68 910 7400 84.5 82.5 75.5 77.6 69.6 26 2006 6244.37 910 7567 86.4 82.8 75.8 78.3 69.9 27 2007 6168.23 910 7312 83.5 80.1 76.0 77.4 70.2 28 2008 6716.74 910 8146 92.7 89.1 76.4 84.0 70.7 29 2009 5348.22 910 6527 74.5 70.0 76.2 67.1 70.6 30 2010 6334.91 910 7348 83.9 82.0 76.4 79.5 70.8 31 2011 4173.88 910 4827 55.1 54.0 75.7 52.4 70.2 32 2012 4856.13 910 5711 65.0 61.4 75.2 60.8 70.0 33 2013 5462.13 910 6283 71.7 68.9 75.0 68.5 69.9 34 2014 6111.90 910 7416 84.7 82.6 75.3 76.7 70.1 35 2015 5575.19 910 6554 74.8 71.3 75.2 69.9 70.1 36 2016 4673.39 910 5763 65.6 59.9 74.7 58.5 69.8 37 2017 5397.15 910 6249 71.3 68.6 74.6 67.7 69.7 38 2018 6553.27 910 7548 86.2 84.3 74.8 82.2 70.0 39 2019 5041.04 910 5827 66.5 64.6 74.6 63.2 69.9 40 2020 5590.40 910 6736 76.7 70.9 74.5 69.9 69.9 41 2021 4611.67 910 5312 60.6 58.8 74.1 57.8 69.6 | GRAVELINES-1 | PWR | CP1 | Operational | 910 | 910 | 951 | 2785 | 229.75 | ÉLECTRICITÉ DE FRANCE | ÉLECTRICITÉ DE FRANCE | 1975-02-01 | 1980-02-21 | 1980-03-13 | None | None | None | 1980-11-25 | 0.696 | 0.758 | 0.741 | 174
174 | FRANCE | Year Electricity Supplied [GW.h] Reference Unit Power [MW] Annual Time On Line [h] Operation Factor [%] Energy Availability Factor [%] Load Factor [%] Year Electricity Supplied [GW.h] Reference Unit Power [MW] Annual Time On Line [h] Operation Factor [%] Annual Cumulative Annual Cumulative 0 1980 1282.00 920 1916 76.8 74.7 74.7 75.2 75.2 1 1981 5949.20 920 7276 83.1 81.2 80.7 73.8 73.9 2 1982 2118.50 910 2732 31.2 29.2 56.1 26.6 51.4 3 1983 6130.00 910 6917 79.0 77.9 63.2 76.9 59.6 4 1984 5749.00 910 6751 76.9 82.0 67.8 71.9 62.6 5 1985 6829.70 910 7950 90.8 89.6 72.1 85.7 67.1 6 1986 6422.00 910 7956 90.8 96.4 76.1 80.6 69.3 7 1987 5357.90 910 6807 77.7 75.2 75.9 67.2 69.0 8 1988 5577.00 910 7227 82.3 77.2 76.1 69.8 69.1 9 1989 6412.93 910 7460 85.2 83.6 76.9 80.4 70.4 10 1990 6143.08 910 7164 81.8 79.6 77.2 77.1 71.0 11 1991 4915.91 910 5648 64.5 63.0 75.9 61.7 70.2 12 1992 6124.15 910 7149 81.4 78.2 76.1 76.6 70.7 13 1993 6219.87 910 7297 83.3 79.3 76.3 78.0 71.3 14 1994 6293.68 910 7638 87.2 82.7 76.8 79.0 71.8 15 1995 5599.66 910 6735 76.9 74.6 76.6 70.2 71.7 16 1996 5235.92 910 6361 72.4 69.7 76.2 65.5 71.3 17 1997 6641.23 910 8006 91.4 97.8 77.5 83.3 72.0 18 1998 5531.44 910 6896 78.7 82.1 77.7 69.4 71.9 19 1999 6394.43 910 7705 88.0 85.3 78.1 80.2 72.3 20 2000 5582.71 910 6952 79.1 77.3 78.1 69.8 72.2 21 2001 5984.52 910 7601 86.8 85.0 78.4 75.1 72.3 22 2002 5254.30 910 6658 76.0 72.3 78.1 65.9 72.0 23 2003 6553.92 910 7986 91.2 89.2 78.6 82.2 72.5 24 2004 6009.04 910 7262 82.7 80.4 78.7 75.2 72.6 25 2005 6622.59 910 7880 89.9 86.6 79.0 83.1 73.0 26 2006 6222.36 910 7369 84.1 79.6 79.0 78.1 73.2 27 2007 6522.56 910 7796 89.0 86.4 79.3 81.8 73.5 28 2008 6124.09 910 7271 82.8 78.3 79.3 76.6 73.6 29 2009 6537.36 910 7696 87.8 84.5 79.4 82.0 73.9 30 2010 5223.13 910 6149 70.2 67.7 79.1 65.5 73.6 31 2011 6861.91 910 7723 88.2 86.4 79.3 86.1 74.0 32 2012 5832.88 910 6776 77.1 73.1 79.1 73.0 74.0 33 2013 3895.35 910 4421 50.5 49.0 78.2 48.9 73.2 34 2014 6274.40 910 7318 83.5 83.2 78.3 78.7 73.4 35 2015 5211.80 910 5969 68.1 66.6 78.0 65.4 73.2 36 2016 5282.11 910 6349 72.3 68.6 77.8 66.1 73.0 37 2017 5611.13 910 6531 74.6 72.2 77.6 70.4 72.9 38 2018 6258.08 910 7767 88.7 81.6 77.7 78.5 73.1 39 2019 4834.97 910 5890 67.2 62.6 77.3 60.6 72.7 40 2020 5847.85 910 6666 75.9 75.1 77.3 73.2 72.8 41 2021 4704.52 910 5336 60.9 59.0 76.8 59.0 72.4 | GRAVELINES-2 | PWR | CP1 | Operational | 910 | 910 | 951 | 2785 | 238.48 | ÉLECTRICITÉ DE FRANCE | ÉLECTRICITÉ DE FRANCE | 1975-03-01 | 1980-08-02 | 1980-08-26 | None | None | None | 1980-12-01 | 0.724 | 0.788 | 0.768 | 175
175 | FRANCE | Year Electricity Supplied [GW.h] Reference Unit Power [MW] Annual Time On Line [h] Operation Factor [%] Energy Availability Factor [%] Load Factor [%] Year Electricity Supplied [GW.h] Reference Unit Power [MW] Annual Time On Line [h] Operation Factor [%] Annual Cumulative Annual Cumulative 0 1980 2764.00 900 3950 73.1 61.9 61.9 69.1 69.1 1 1981 4322.10 900 5270 60.2 55.9 57.4 54.8 58.4 2 1982 5043.90 890 5994 68.4 65.6 60.9 64.7 61.1 3 1983 6263.00 890 7847 89.6 85.9 68.4 80.3 66.8 4 1984 5391.00 890 6777 77.2 73.6 69.6 69.0 67.3 5 1985 5738.50 890 7223 82.4 80.6 71.6 73.6 68.5 6 1986 5157.40 890 6673 76.2 75.7 72.3 66.2 68.1 7 1987 4780.20 890 6245 71.3 65.9 71.4 61.3 67.2 8 1988 3920.00 890 5239 59.6 59.6 70.0 50.1 65.2 9 1989 6467.63 890 8207 93.7 97.9 73.0 83.0 67.1 10 1990 2187.08 890 3110 35.5 34.0 69.2 28.0 63.3 11 1991 6390.92 890 7305 83.4 81.8 70.3 82.0 64.9 12 1992 6305.06 890 7293 83.0 80.7 71.2 80.6 66.2 13 1993 6702.80 890 7676 87.6 86.4 72.3 86.0 67.7 14 1994 5299.19 890 6185 70.6 68.9 72.1 68.0 67.7 15 1995 6193.95 890 7413 84.6 82.9 72.8 79.4 68.5 16 1996 5895.50 890 7378 84.0 82.2 73.4 75.4 68.9 17 1997 5172.13 890 6465 73.8 71.9 73.3 66.3 68.8 18 1998 6042.70 890 7294 83.3 80.5 73.7 77.5 69.2 19 1999 5492.41 890 6815 77.8 75.3 73.8 70.4 69.3 20 2000 6153.75 890 7676 87.4 85.4 74.3 78.7 69.8 21 2001 4125.07 890 5152 58.8 56.7 73.5 52.9 69.0 22 2002 6249.59 890 7586 86.6 86.8 74.1 80.2 69.5 23 2003 5733.30 890 6964 79.5 76.8 74.2 73.5 69.6 24 2004 6091.18 890 7840 89.2 89.3 74.8 77.9 70.0 25 2005 5838.83 890 7554 86.2 82.8 75.1 74.9 70.2 26 2006 6615.07 890 8077 92.2 88.6 75.6 84.8 70.7 27 2007 6050.04 890 7329 83.7 80.7 75.8 77.6 71.0 28 2008 6545.33 890 8051 91.7 89.7 76.3 83.7 71.4 29 2009 4973.23 890 6048 69.0 66.7 76.0 63.8 71.2 30 2010 6357.03 890 7511 85.7 83.9 76.3 81.5 71.5 31 2011 5426.06 890 6373 72.8 70.7 76.1 69.6 71.4 32 2012 6464.50 890 7623 86.8 84.5 76.3 82.7 71.8 33 2013 5072.13 890 5882 67.2 65.9 76.0 65.1 71.6 34 2014 6775.73 890 7927 90.5 87.7 76.4 86.9 72.0 35 2015 6035.49 890 7168 81.8 78.7 76.4 77.4 72.2 36 2016 6803.89 890 8073 91.9 89.3 76.8 87.0 72.6 37 2017 6000.03 890 7027 80.2 78.7 76.8 77.0 72.7 38 2018 6520.92 890 7824 89.3 86.6 77.1 83.6 73.0 39 2019 4901.76 890 5699 65.1 63.9 76.8 62.9 72.8 40 2020 3532.86 890 4156 47.3 49.0 76.1 45.2 72.1 41 2021 1862.24 890 2238 25.6 24.1 74.8 23.9 70.9 | DAMPIERRE-1 | PWR | CP1 | Operational | 890 | 890 | 937 | 2785 | 229.80 | ÉLECTRICITÉ DE FRANCE | ÉLECTRICITÉ DE FRANCE | 1975-02-01 | 1980-03-15 | 1980-03-23 | None | None | None | 1980-09-10 | 0.709 | 0.768 | 0.748 | 176
176 | FRANCE | Year Electricity Supplied [GW.h] Reference Unit Power [MW] Annual Time On Line [h] Operation Factor [%] Energy Availability Factor [%] Load Factor [%] Year Electricity Supplied [GW.h] Reference Unit Power [MW] Annual Time On Line [h] Operation Factor [%] Annual Cumulative Annual Cumulative 0 1981 597.10 880 1301 NaN NaN NaN NaN NaN 1 1982 1356.00 880 2493 NaN NaN NaN NaN NaN 2 1983 4123.00 880 4839 16.7 16.1 16.1 15.8 15.8 3 1984 5724.00 880 7237 82.4 88.9 67.4 74.0 56.9 4 1985 5295.60 880 6806 77.7 75.7 70.8 68.7 61.8 5 1986 5662.80 880 7337 83.8 79.8 73.4 73.5 65.2 6 1987 5060.20 880 6798 77.6 79.4 74.8 65.6 65.3 7 1988 5108.00 880 6262 71.3 69.6 73.8 66.1 65.4 8 1989 5034.03 880 6490 74.1 75.9 74.2 65.3 65.4 9 1990 5165.86 915 6212 70.9 71.3 73.8 64.4 65.3 10 1991 6043.04 915 7374 84.2 84.2 75.0 75.4 66.5 11 1992 5490.13 915 6982 79.5 79.4 75.5 68.3 66.7 12 1993 5042.24 915 6149 70.2 64.1 74.4 62.9 66.3 13 1994 6322.70 915 7406 84.5 81.2 75.0 78.9 67.5 14 1995 5311.31 915 6720 76.7 72.1 74.8 66.3 67.4 15 1996 6057.67 915 7303 83.1 80.8 75.2 75.4 68.0 16 1997 5960.69 915 7147 81.6 78.1 75.4 74.4 68.4 17 1998 6415.27 915 7585 86.6 83.2 75.9 80.0 69.2 18 1999 5845.85 915 7013 80.1 77.2 76.0 72.9 69.4 19 2000 5134.00 915 6069 69.1 67.0 75.5 63.9 69.1 20 2001 6046.65 915 7226 82.5 80.1 75.8 75.4 69.4 21 2002 6215.02 915 7434 84.9 82.7 76.1 77.5 69.9 22 2003 4702.44 915 5580 63.7 61.6 75.4 58.7 69.3 23 2004 6468.60 915 7838 89.2 85.6 75.9 80.5 69.8 24 2005 5728.05 915 7038 80.3 77.0 75.9 71.4 69.9 25 2006 6004.32 915 7580 86.5 88.3 76.5 74.9 70.1 26 2007 5906.81 915 6949 79.3 74.7 76.4 73.7 70.3 27 2008 6581.43 915 7784 88.6 86.1 76.8 81.9 70.7 28 2009 6175.76 915 7086 80.9 77.3 76.8 77.0 71.0 29 2010 6694.83 915 7737 88.3 83.6 77.0 83.5 71.4 30 2011 5285.01 915 6171 70.4 66.2 76.7 65.9 71.2 31 2012 6501.97 915 7591 86.4 81.4 76.8 80.9 71.6 32 2013 3380.08 915 3990 45.6 42.4 75.7 42.2 70.6 33 2014 5991.68 915 7035 80.3 75.2 75.7 74.8 70.7 34 2015 6132.94 915 7188 82.0 79.0 75.8 76.5 70.9 35 2016 5812.80 915 6867 78.2 74.6 75.7 72.3 71.0 36 2017 6252.54 915 7246 82.7 79.2 75.8 78.0 71.2 37 2018 5268.72 915 6257 71.4 66.6 75.6 65.7 71.0 38 2019 4987.68 915 6030 68.8 63.6 75.2 62.2 70.8 39 2020 6094.77 915 7807 88.9 78.8 75.3 75.8 70.9 40 2021 4799.08 915 5972 68.2 60.5 75.0 59.9 70.6 | ST. LAURENT B-2 | PWR | CP2 | Operational | 880 | 915 | 956 | 2785 | 221.99 | ÉLECTRICITÉ DE FRANCE | ÉLECTRICITÉ DE FRANCE | 1976-07-01 | 1981-05-12 | 1981-06-01 | None | None | None | 1983-08-01 | 0.706 | 0.778 | 0.75 | 177
177 | FRANCE | Year Electricity Supplied [GW.h] Reference Unit Power [MW] Annual Time On Line [h] ... Energy Availability Factor [%] Load Factor [%] Year Electricity Supplied [GW.h] Reference Unit Power [MW] Annual Time On Line [h] ... Annual Cumulative Annual Cumulative 0 1986 928.700 1200 2625 ... 16.6 16.6 15.6 15.6 1 1987 812.100 1200 1489 ... 8.4 9.0 7.7 8.4 2 1988 0.000 1200 0 ... 0.0 4.7 0.0 4.3 3 1989 1756.440 1200 2202 ... 17.4 8.8 16.7 8.3 4 1990 588.340 1200 595 ... 14.2 10.1 5.6 7.7 5 1991 0.000 1200 0 ... 0.0 8.2 0.0 6.2 6 1992 0.000 1200 0 ... 0.0 6.8 0.0 5.2 7 1993 Data Not Provided Data Not Provided Data Not Provided ... Data Not Provided Data Not Provided Data Not Provided Data Not Provided 8 1994 7.520 1200 58 ... 0.1 5.9 0.1 4.4 9 1995 Data Not Provided Data Not Provided Data Not Provided ... Data Not Provided Data Not Provided Data Not Provided Data Not Provided 10 1996 3391.610 1200 5692 ... 32.6 9.2 32.2 7.9 11 1997 Data Not Provided Data Not Provided Data Not Provided ... Data Not Provided Data Not Provided Data Not Provided Data Not Provided 12 1998 " " " ... " " " " [13 rows x 9 columns] | SUPER-PHENIX | FBR | Na-1200 | Permanent Shutdown | 1200 | 1200 | 1242 | 3000 | 3.39 | ÉLECTRICITÉ DE FRANCE | ÉLECTRICITÉ DE FRANCE | 1976-12-13 | 1985-09-07 | 1986-01-14 | None | None | 1998-12-31 | 1986-12-01 | 0.079 | 0.144 | 0.092 | 178
178 | FRANCE | Year Electricity Supplied [GW.h] Reference Unit Power [MW] Annual Time On Line [h] Operation Factor [%] Energy Availability Factor [%] Load Factor [%] Year Electricity Supplied [GW.h] Reference Unit Power [MW] Annual Time On Line [h] Operation Factor [%] Annual Cumulative Annual Cumulative 0 1981 4917.60 920 6463 81.9 78.0 78.0 73.9 73.9 1 1982 5067.30 915 5966 68.1 65.8 70.7 63.2 67.5 2 1983 6342.00 915 7544 86.1 82.8 75.2 79.1 71.9 3 1984 6682.00 915 7668 87.3 85.1 77.9 83.1 74.9 4 1985 7166.00 915 8518 97.2 94.3 81.4 89.4 78.0 5 1986 6230.40 915 7704 88.0 83.5 81.8 77.7 78.0 6 1987 5654.30 915 6810 77.7 75.4 80.8 70.5 76.9 7 1988 5722.00 915 7106 80.9 78.0 80.4 71.2 76.1 8 1989 5834.63 915 7188 82.0 75.9 79.9 72.8 75.7 9 1990 6457.21 915 7671 87.6 84.6 80.4 80.6 76.2 10 1991 4746.80 915 5941 67.8 62.1 78.7 59.2 74.6 11 1992 5198.98 915 6010 68.4 66.6 77.7 64.7 73.8 12 1993 6423.91 915 7373 84.2 81.4 78.0 80.1 74.3 13 1994 6496.49 915 7641 87.2 83.6 78.4 81.0 74.8 14 1995 6494.69 915 7675 87.6 85.1 78.8 81.0 75.2 15 1996 5806.69 915 7172 81.6 76.2 78.7 72.2 75.0 16 1997 6192.76 915 7331 83.7 79.1 78.7 77.3 75.2 17 1998 6359.54 915 7375 84.2 80.5 78.8 79.3 75.4 18 1999 5731.67 915 6828 78.0 74.0 78.5 71.5 75.2 19 2000 5985.21 915 7325 83.4 79.0 78.6 74.5 75.2 20 2001 4929.48 915 5777 66.0 65.2 77.9 61.5 74.5 21 2002 5976.06 915 7140 81.5 80.2 78.0 74.6 74.5 22 2003 6144.89 915 7607 86.8 79.7 78.1 76.7 74.6 23 2004 6377.15 915 7455 84.9 82.9 78.3 79.3 74.8 24 2005 6563.04 915 7981 91.1 86.1 78.6 81.9 75.1 25 2006 6006.89 915 7488 85.5 81.3 78.7 74.9 75.1 26 2007 6775.03 915 7862 89.8 87.6 79.0 84.5 75.4 27 2008 6185.23 915 7030 80.0 78.6 79.0 77.0 75.5 28 2009 5750.65 915 6608 75.4 73.6 78.8 71.7 75.4 29 2010 6257.49 915 7089 80.9 79.1 78.8 78.1 75.4 30 2011 5827.60 915 6507 74.3 72.8 78.6 72.7 75.4 31 2012 4959.82 915 5534 63.0 61.5 78.1 61.7 74.9 32 2013 6912.58 915 7765 88.6 87.6 78.4 86.2 75.3 33 2014 5763.72 915 6369 72.7 71.8 78.2 71.9 75.2 34 2015 7186.07 915 7928 90.5 89.0 78.5 89.6 75.6 35 2016 2863.03 915 3168 36.1 35.3 77.3 35.6 74.5 36 2017 6042.82 915 6785 77.4 75.8 77.3 75.4 74.5 37 2018 5453.10 915 6019 68.7 68.2 77.0 68.0 74.3 38 2019 6032.36 915 7059 80.6 78.6 77.1 75.3 74.3 39 2020 4987.94 915 5578 63.5 61.7 76.7 62.1 74.0 40 2021 6884.54 915 7514 85.8 85.1 76.9 85.9 74.3 | TRICASTIN-3 | PWR | CP1 | Operational | 915 | 915 | 955 | 2785 | 242.83 | ÉLECTRICITÉ DE FRANCE | ÉLECTRICITÉ DE FRANCE | 1975-04-01 | 1980-11-29 | 1981-02-10 | None | None | None | 1981-05-11 | 0.743 | 0.796 | 0.769 | 179
179 | FRANCE | Year Electricity Supplied [GW.h] Reference Unit Power [MW] Annual Time On Line [h] Operation Factor [%] Energy Availability Factor [%] Load Factor [%] Year Electricity Supplied [GW.h] Reference Unit Power [MW] Annual Time On Line [h] Operation Factor [%] Annual Cumulative Annual Cumulative 0 1981 2480.00 920 3883 99.9 97.2 97.2 95.3 95.3 1 1982 5470.50 915 6311 72.0 69.8 73.8 68.2 72.1 2 1983 6170.00 915 7386 84.3 80.7 77.0 77.0 74.4 3 1984 5446.00 915 7587 86.4 87.1 80.2 67.8 72.3 4 1985 6161.70 915 7816 89.2 84.8 81.3 76.9 73.4 5 1986 5873.90 915 7568 86.4 81.8 81.4 73.3 73.4 6 1987 5725.70 915 7257 82.8 80.1 81.2 71.4 73.0 7 1988 3770.00 915 4772 54.3 66.2 79.1 46.9 69.4 8 1989 5729.11 915 7335 83.7 79.8 79.2 71.5 69.6 9 1990 5201.58 915 7329 83.7 77.4 79.0 64.9 69.1 10 1991 5742.81 915 6838 78.1 74.6 78.6 71.6 69.4 11 1992 6459.26 915 7968 90.7 86.7 79.3 80.4 70.4 12 1993 5302.81 915 6842 78.1 70.9 78.6 66.2 70.0 13 1994 5952.97 915 7049 80.5 77.8 78.5 74.3 70.3 14 1995 6208.92 915 7562 86.3 82.0 78.8 77.5 70.8 15 1996 6700.35 915 7774 88.5 86.6 79.3 83.4 71.7 16 1997 6488.77 915 7595 86.7 84.8 79.6 81.0 72.2 17 1998 5912.98 915 7138 81.5 76.2 79.4 73.8 72.3 18 1999 5887.87 915 7158 81.7 78.0 79.4 73.5 72.4 19 2000 5780.25 915 6873 78.2 75.8 79.2 71.9 72.4 20 2001 6036.95 915 7138 81.5 81.2 79.3 75.3 72.5 21 2002 6260.60 915 7168 81.8 81.9 79.4 78.1 72.8 22 2003 6387.89 915 7399 84.5 79.9 79.4 79.7 73.1 23 2004 4724.06 915 5359 61.0 58.8 78.5 58.8 72.5 24 2005 6501.37 915 7728 88.2 83.6 78.7 81.1 72.8 25 2006 6410.44 915 7412 84.6 83.0 78.9 80.0 73.1 26 2007 7046.97 915 8096 92.4 90.4 79.3 87.9 73.7 27 2008 6016.61 915 6867 78.2 76.4 79.2 74.9 73.7 28 2009 6536.71 915 7630 87.1 84.8 79.4 81.6 74.0 29 2010 6263.83 915 7275 83.0 80.0 79.4 78.2 74.1 30 2011 6477.78 915 7589 86.6 84.3 79.6 80.8 74.4 31 2012 5937.33 915 7062 80.4 78.0 79.6 73.9 74.4 32 2013 6556.13 915 7607 86.8 84.2 79.7 81.8 74.6 33 2014 5218.80 915 5828 66.5 65.5 79.3 65.1 74.3 34 2015 6538.75 915 7080 80.8 79.6 79.3 81.6 74.5 35 2016 6420.53 915 6914 78.7 78.1 79.2 79.9 74.7 36 2017 5531.81 915 6267 71.5 69.9 79.0 69.0 74.5 37 2018 5916.77 915 6699 76.5 74.1 78.9 73.8 74.5 38 2019 6228.37 915 7130 81.4 79.6 78.9 77.7 74.6 39 2020 5432.69 915 6235 71.0 68.4 78.6 67.6 74.4 40 2021 6792.92 915 7554 86.2 85.6 78.8 84.8 74.6 | TRICASTIN-4 | PWR | CP1 | Operational | 915 | 915 | 955 | 2785 | 241.27 | ÉLECTRICITÉ DE FRANCE | ÉLECTRICITÉ DE FRANCE | 1975-05-01 | 1981-05-31 | 1981-06-12 | None | None | None | 1981-11-01 | 0.746 | 0.811 | 0.788 | 180
180 | FRANCE | Year Electricity Supplied [GW.h] Reference Unit Power [MW] Annual Time On Line [h] Operation Factor [%] Energy Availability Factor [%] Load Factor [%] Year Electricity Supplied [GW.h] Reference Unit Power [MW] Annual Time On Line [h] Operation Factor [%] Annual Cumulative Annual Cumulative 0 1980 103.00 920 389 NaN NaN NaN NaN NaN 1 1981 5170.10 920 6405 86.9 84.4 84.4 78.3 78.3 2 1982 3445.00 910 4260 48.6 47.6 61.3 43.2 56.3 3 1983 6006.00 910 7194 82.1 78.5 67.9 75.3 63.6 4 1984 6746.00 910 7505 85.4 83.9 72.4 84.4 69.4 5 1985 6294.40 910 7151 81.6 80.1 74.1 79.0 71.5 6 1986 6504.50 910 7335 83.7 81.7 75.4 81.6 73.3 7 1987 5382.90 910 6188 70.6 74.3 75.3 67.5 72.4 8 1988 4819.00 910 6724 76.6 95.4 77.9 60.3 70.8 9 1989 6307.71 910 7320 83.6 79.5 78.1 79.1 71.8 10 1990 6121.52 910 7114 81.2 77.6 78.0 76.8 72.3 11 1991 6306.28 910 7086 80.9 80.5 78.3 79.1 73.0 12 1992 4772.40 910 5388 61.3 60.0 76.7 59.7 71.8 13 1993 6588.06 910 7567 86.4 82.9 77.2 82.6 72.7 14 1994 6308.88 910 7116 81.2 83.0 77.6 79.1 73.1 15 1995 6221.69 910 7326 83.6 83.0 78.0 78.0 73.5 16 1996 5937.24 910 7377 84.0 83.0 78.3 74.3 73.5 17 1997 5752.68 910 6938 79.2 78.9 78.3 72.2 73.4 18 1998 6152.36 910 7330 83.7 83.0 78.6 77.2 73.7 19 1999 5412.92 910 6709 76.6 76.9 78.5 67.9 73.4 20 2000 6112.36 910 7396 84.2 82.9 78.7 76.5 73.5 21 2001 6198.04 910 7597 86.7 83.9 79.0 77.8 73.7 22 2002 5282.46 910 6401 73.1 76.8 78.9 66.3 73.4 23 2003 6045.52 910 7482 85.4 85.8 79.2 75.8 73.5 24 2004 6393.08 910 7499 85.4 83.8 79.4 80.0 73.8 25 2005 6075.92 910 7126 81.3 77.2 79.3 76.2 73.9 26 2006 6501.20 910 7834 89.4 85.7 79.6 81.6 74.2 27 2007 6265.62 910 7267 83.0 79.6 79.6 78.6 74.3 28 2008 6027.10 910 7335 83.5 76.5 79.4 75.4 74.4 29 2009 5272.78 910 6303 72.0 66.7 79.0 66.1 74.1 30 2010 5689.33 910 6550 74.8 71.7 78.8 71.4 74.0 31 2011 6227.87 910 7117 81.2 78.5 78.7 78.1 74.1 32 2012 3423.44 910 4028 45.9 43.1 77.6 42.8 73.1 33 2013 6407.37 910 7268 83.0 81.3 77.7 80.4 73.4 34 2014 5818.43 910 6694 76.4 74.6 77.6 73.0 73.3 35 2015 6840.51 910 7929 90.5 88.2 77.9 85.8 73.7 36 2016 6043.29 910 7044 80.2 76.4 77.9 75.6 73.8 37 2017 6722.26 910 7620 87.0 86.0 78.1 84.3 74.0 38 2018 5466.29 910 6525 74.5 70.8 77.9 68.6 73.9 39 2019 5539.99 910 6877 78.5 69.6 77.7 69.5 73.8 40 2020 4907.62 910 5881 67.0 61.5 77.3 61.4 73.5 41 2021 6162.84 910 7395 84.4 81.2 77.4 77.3 73.6 | GRAVELINES-3 | PWR | CP1 | Operational | 910 | 910 | 951 | 2785 | 240.08 | ÉLECTRICITÉ DE FRANCE | ÉLECTRICITÉ DE FRANCE | 1975-12-01 | 1980-11-30 | 1980-12-12 | None | None | None | 1981-06-01 | 0.736 | 0.79 | 0.774 | 181
181 | FRANCE | Year Electricity Supplied [GW.h] Reference Unit Power [MW] Annual Time On Line [h] Operation Factor [%] Energy Availability Factor [%] Load Factor [%] Year Electricity Supplied [GW.h] Reference Unit Power [MW] Annual Time On Line [h] Operation Factor [%] Annual Cumulative Annual Cumulative 0 1981 2636.60 920 3434 92.0 85.4 85.4 84.8 84.8 1 1982 5498.20 910 7193 82.1 80.8 81.7 69.0 72.2 2 1983 4062.00 910 4986 56.9 54.5 69.6 51.0 62.8 3 1984 6006.00 910 7173 81.7 82.8 73.7 75.1 66.6 4 1985 6178.80 910 7387 84.3 80.9 75.4 77.5 69.1 5 1986 6556.60 910 7862 89.8 88.6 77.9 82.2 71.6 6 1987 5472.80 910 6787 77.5 75.8 77.6 68.6 71.2 7 1988 6221.00 910 7789 88.7 85.9 78.7 77.8 72.1 8 1989 4982.33 910 6025 68.8 66.9 77.3 62.5 70.9 9 1990 6151.73 910 7058 80.6 77.2 77.3 77.2 71.6 10 1991 6261.99 910 7067 80.7 80.5 77.6 78.6 72.3 11 1992 6419.80 910 7137 81.2 80.2 77.8 80.3 73.0 12 1993 4680.57 910 6112 69.8 75.3 77.6 58.7 71.8 13 1994 6039.34 910 6824 77.9 82.5 78.0 75.8 72.1 14 1995 6289.53 910 7313 83.5 85.4 78.5 78.9 72.6 15 1996 6288.41 910 7552 86.0 83.2 78.8 78.7 73.0 16 1997 5986.68 910 7206 82.3 80.5 78.9 75.1 73.1 17 1998 6519.35 910 7570 86.4 84.1 79.2 81.8 73.6 18 1999 5550.87 910 6734 76.9 74.3 78.9 69.6 73.4 19 2000 4563.64 910 5453 62.1 57.7 77.8 57.1 72.6 20 2001 5990.69 910 7094 81.0 78.3 77.8 75.2 72.7 21 2002 6028.10 910 7219 82.4 80.0 78.0 75.6 72.8 22 2003 5701.86 910 6589 75.2 74.2 77.8 71.5 72.8 23 2004 6544.62 910 7693 87.6 85.4 78.1 81.9 73.2 24 2005 6437.07 910 7354 84.0 81.8 78.3 80.8 73.5 25 2006 7123.08 910 8079 92.2 89.9 78.7 89.4 74.1 26 2007 6341.02 910 7164 81.8 79.8 78.8 79.5 74.3 27 2008 6663.01 910 7678 87.4 85.0 79.0 83.4 74.6 28 2009 6312.54 910 7342 83.8 81.4 79.1 79.2 74.8 29 2010 6785.73 910 7958 90.8 88.5 79.4 85.1 75.2 30 2011 6464.37 910 7383 84.3 82.0 79.5 81.1 75.4 31 2012 6669.67 910 7612 86.7 83.9 79.6 83.4 75.6 32 2013 6120.30 910 6967 79.5 77.1 79.6 76.8 75.6 33 2014 4797.97 910 5335 60.9 59.7 79.0 60.2 75.2 34 2015 6476.69 910 7127 81.4 80.3 79.0 81.2 75.4 35 2016 6716.29 910 7445 84.8 82.5 79.1 84.0 75.6 36 2017 5517.18 910 6063 69.2 67.5 78.8 69.2 75.4 37 2018 6884.99 910 7474 85.3 84.8 78.9 86.4 75.7 38 2019 5724.80 910 6192 70.7 69.8 78.7 71.8 75.6 39 2020 6658.46 910 7155 81.4 80.6 78.8 83.3 75.8 40 2021 4015.61 910 4480 51.1 49.6 78.0 50.4 75.2 | GRAVELINES-4 | PWR | CP1 | Operational | 910 | 910 | 951 | 2785 | 242.41 | ÉLECTRICITÉ DE FRANCE | ÉLECTRICITÉ DE FRANCE | 1976-04-01 | 1981-05-31 | 1981-06-14 | None | None | None | 1981-10-01 | 0.752 | 0.795 | 0.78 | 182
182 | FRANCE | Year Electricity Supplied [GW.h] Reference Unit Power [MW] Annual Time On Line [h] Operation Factor [%] Energy Availability Factor [%] Load Factor [%] Year Electricity Supplied [GW.h] Reference Unit Power [MW] Annual Time On Line [h] Operation Factor [%] Annual Cumulative Annual Cumulative 0 1980 50.00 900 310 NaN NaN NaN NaN NaN 1 1981 5818.40 900 7306 81.7 75.5 75.5 73.9 73.9 2 1982 4110.80 890 4848 55.3 53.0 63.4 52.7 62.4 3 1983 5191.00 890 6139 70.1 67.7 64.9 66.6 63.9 4 1984 5781.00 890 6884 78.4 76.1 67.8 74.0 66.5 5 1985 6056.90 890 7400 84.5 84.3 71.2 77.7 68.8 6 1986 5658.50 890 6983 79.7 82.0 73.0 72.6 69.5 7 1987 4855.97 890 5715 65.2 76.4 73.5 62.3 68.4 8 1988 4583.00 890 6153 70.0 92.4 76.0 58.6 67.2 9 1989 5485.29 890 6927 79.1 77.0 76.1 70.4 67.5 10 1990 4869.51 890 6292 71.8 67.8 75.2 62.5 67.0 11 1991 4201.95 890 5407 61.7 63.3 74.1 53.9 65.8 12 1992 5049.75 890 6429 73.2 74.7 74.2 64.6 65.7 13 1993 5976.57 890 7625 87.0 79.6 74.6 76.7 66.6 14 1994 4444.99 890 5328 60.8 84.8 75.3 57.0 65.9 15 1995 5562.04 890 6952 79.4 95.0 76.6 71.3 66.2 16 1996 5761.00 890 7437 84.7 81.5 77.0 73.7 66.7 17 1997 4966.59 890 6204 70.8 67.5 76.4 63.7 66.5 18 1998 5855.92 890 7192 82.1 78.3 76.5 75.1 67.0 19 1999 5312.90 890 6688 76.4 69.2 76.1 68.2 67.1 20 2000 5866.14 890 7121 81.1 76.0 76.1 75.0 67.5 21 2001 5355.88 890 6593 75.3 72.4 75.9 68.7 67.5 22 2002 4307.55 890 5196 59.3 56.0 75.0 55.2 67.0 23 2003 6268.32 890 7631 87.1 81.3 75.3 80.4 67.6 24 2004 5983.93 890 7286 83.0 93.7 76.1 76.5 67.9 25 2005 5255.28 890 6719 76.7 75.8 76.1 67.4 67.9 26 2006 5880.50 890 7371 84.1 83.2 76.3 75.4 68.2 27 2007 6582.66 890 8201 93.6 88.9 76.8 84.4 68.8 28 2008 6014.89 890 7462 85.0 82.1 77.0 76.9 69.1 29 2009 6455.29 890 7902 90.2 86.6 77.3 82.8 69.6 30 2010 5399.78 890 6491 74.1 71.2 77.1 69.3 69.6 31 2011 6741.93 890 7890 90.1 88.7 77.5 86.5 70.1 32 2012 5117.98 890 6091 69.3 67.4 77.2 65.5 70.0 33 2013 6508.82 890 7666 87.5 87.4 77.5 83.5 70.4 34 2014 5771.73 890 6913 78.9 77.8 77.5 74.0 70.5 35 2015 6402.25 890 7490 85.5 83.0 77.7 82.1 70.8 36 2016 4932.37 890 5619 64.0 61.6 77.2 63.1 70.6 37 2017 6153.50 890 6869 78.4 77.2 77.2 78.9 70.8 38 2018 5831.89 890 6585 75.2 72.9 77.1 74.8 70.9 39 2019 7062.17 890 7793 89.0 87.6 77.4 90.6 71.4 40 2020 5081.11 890 6011 68.4 63.1 77.0 65.0 71.3 41 2021 6520.64 890 7346 83.9 81.7 77.1 83.6 71.6 | DAMPIERRE-2 | PWR | CP1 | Operational | 890 | 890 | 937 | 2785 | 229.32 | ÉLECTRICITÉ DE FRANCE | ÉLECTRICITÉ DE FRANCE | 1975-04-01 | 1980-12-05 | 1980-12-10 | None | None | None | 1981-02-16 | 0.716 | 0.773 | 0.771 | 183
183 | FRANCE | Year Electricity Supplied [GW.h] Reference Unit Power [MW] Annual Time On Line [h] ... Energy Availability Factor [%] Load Factor [%] Year Electricity Supplied [GW.h] Reference Unit Power [MW] Annual Time On Line [h] ... Annual Cumulative Annual Cumulative 0 1965 Data Not Provided Data Not Provided Data Not Provided ... Data Not Provided Data Not Provided Data Not Provided Data Not Provided 1 1966 " " " ... " " " " 2 1967 " " " ... " " " " 3 1968 " " " ... " " " " 4 1969 " " " ... " " " " 5 1970 1704.000 230 7863 ... 84.2 NC 84.6 NC 6 1971 1162.500 230 5002 ... 56.4 NC 57.7 NC 7 1972 1596.000 230 6844 ... 76.9 NC 79.0 NC 8 1973 1451.500 210 7089 ... 78.9 NC 78.9 NC 9 1974 1431.200 210 7047 ... 77.8 74.7 77.8 75.5 10 1975 1271.900 210 6396 ... 69.1 73.8 69.1 74.5 11 1976 925.400 210 5339 ... 50.3 70.6 50.2 71.1 12 1977 819.100 210 4680 ... 45.4 67.6 44.5 67.9 13 1978 1055.300 210 5849 ... 57.5 66.5 57.4 66.8 14 1979 657.000 210 3666 ... 41.0 64.0 35.7 63.8 15 1980 1261.000 180 7074 ... 79.2 65.2 79.8 65.0 16 1981 1269.900 180 7131 ... 80.6 66.3 80.5 66.1 17 1982 1416.600 180 7995 ... 90.2 67.9 89.8 67.7 18 1983 1340.000 180 7415 ... 83.6 68.8 85.0 68.8 19 1984 1510.000 180 8371 ... 94.4 70.4 95.5 70.4 20 1985 710.000 180 3919 ... 99.6 71.0 100.9 71.1 [21 rows x 9 columns] | CHINON A-2 | GCR | UNGG | Permanent Shutdown | 170 | 180 | 230 | 800 | 24.88 | ÉLECTRICITÉ DE FRANCE | ÉLECTRICITÉ DE FRANCE | 1959-08-01 | 1964-08-17 | 1965-02-24 | None | None | 1985-06-14 | 1965-02-24 | 0.711 | 0.75 | 0.71 | 184
184 | FRANCE | Year Electricity Supplied [GW.h] Reference Unit Power [MW] Annual Time On Line [h] Operation Factor [%] Energy Availability Factor [%] Load Factor [%] Year Electricity Supplied [GW.h] Reference Unit Power [MW] Annual Time On Line [h] Operation Factor [%] Annual Cumulative Annual Cumulative 0 1981 5123.40 900 6452 87.0 83.5 83.5 81.7 81.7 1 1982 3767.60 890 4632 52.9 48.7 61.7 48.3 60.8 2 1983 5517.00 890 6638 75.8 72.7 65.9 70.8 64.6 3 1984 6206.00 890 7121 81.1 79.7 69.8 79.4 68.7 4 1985 6364.40 890 7523 85.9 84.9 73.0 81.6 71.5 5 1986 6717.20 890 8330 95.1 99.5 77.8 86.2 74.2 6 1987 5019.50 890 6269 71.6 79.3 78.0 64.4 72.7 7 1988 4964.00 890 6435 73.3 68.5 76.8 63.5 71.5 8 1989 5912.85 890 7242 82.7 78.4 77.0 75.8 72.0 9 1990 5996.46 890 7348 83.9 79.8 77.2 76.9 72.5 10 1991 5124.05 890 6244 71.3 69.6 76.5 65.7 71.8 11 1992 4875.11 890 5814 66.2 65.5 75.6 62.4 71.0 12 1993 6148.83 890 7333 83.7 82.8 76.1 78.9 71.6 13 1994 5537.56 890 7013 80.1 82.7 76.6 71.0 71.6 14 1995 4773.50 890 6343 72.4 80.2 76.9 61.2 70.9 15 1996 5575.09 890 6940 79.0 77.1 76.9 71.3 70.9 16 1997 5720.89 890 7211 82.3 78.3 77.0 73.4 71.1 17 1998 5905.83 890 7210 82.3 81.4 77.2 75.8 71.3 18 1999 5779.45 890 7186 82.0 78.2 77.3 74.1 71.5 19 2000 4308.35 890 5378 61.2 57.6 76.3 55.1 70.6 20 2001 5993.02 890 7060 80.6 77.4 76.3 76.9 71.0 21 2002 5929.80 890 6877 78.5 76.8 76.4 76.1 71.2 22 2003 5346.90 890 6152 70.2 68.9 76.0 68.6 71.1 23 2004 6867.17 890 7920 90.2 88.0 76.5 87.8 71.8 24 2005 6242.37 890 7627 87.1 84.1 76.8 80.1 72.1 25 2006 6228.48 890 7991 91.2 89.3 77.3 79.9 72.4 26 2007 5614.09 890 6928 79.1 76.0 77.3 72.0 72.4 27 2008 6725.61 890 8100 92.2 90.0 77.7 86.0 72.9 28 2009 5364.97 890 6486 74.0 71.0 77.5 68.8 72.8 29 2010 6642.91 890 7660 87.4 86.3 77.8 85.2 73.2 30 2011 5999.40 890 7020 80.1 78.4 77.8 77.0 73.3 31 2012 6513.75 890 7595 86.5 84.2 78.0 83.3 73.6 32 2013 4747.59 890 5438 62.1 61.1 77.5 60.9 73.2 33 2014 6746.72 890 7824 89.3 87.1 77.8 86.5 73.6 34 2015 6378.71 890 7269 83.0 81.6 77.9 81.8 73.9 35 2016 6045.05 890 6807 77.5 75.8 77.8 77.3 74.0 36 2017 5832.29 890 6540 74.7 73.6 77.7 74.8 74.0 37 2018 6252.31 890 7054 80.5 79.8 77.8 80.2 74.2 38 2019 6079.01 890 6794 77.6 76.3 77.7 78.0 74.2 39 2020 6930.71 890 7929 90.3 88.5 78.0 88.6 74.6 40 2021 5127.77 890 5899 67.3 65.7 77.7 65.8 74.4 | DAMPIERRE-3 | PWR | CP1 | Operational | 890 | 890 | 937 | 2785 | 237.08 | ÉLECTRICITÉ DE FRANCE | ÉLECTRICITÉ DE FRANCE | 1975-09-01 | 1981-01-25 | 1981-01-30 | None | None | None | 1981-05-27 | 0.744 | 0.792 | 0.777 | 185
185 | FRANCE | Year Electricity Supplied [GW.h] Reference Unit Power [MW] Annual Time On Line [h] Operation Factor [%] Energy Availability Factor [%] Load Factor [%] Year Electricity Supplied [GW.h] Reference Unit Power [MW] Annual Time On Line [h] Operation Factor [%] Annual Cumulative Annual Cumulative 0 1981 1569.50 900 2392 79.3 77.3 77.3 77.3 77.3 1 1982 5745.60 890 7413 84.6 81.8 81.4 73.7 74.0 2 1983 4156.00 890 5207 59.4 57.6 70.0 53.3 64.1 3 1984 6276.00 890 7765 88.4 85.1 74.9 80.3 69.3 4 1985 5859.90 890 7387 84.3 78.9 75.9 75.2 70.8 5 1986 6664.90 890 7862 89.8 88.5 78.4 85.5 73.6 6 1987 5447.80 890 6795 77.6 78.1 78.3 69.9 73.0 7 1988 5086.00 890 6645 75.6 79.9 78.6 65.1 71.9 8 1989 5392.37 890 6621 75.6 72.9 77.8 69.2 71.6 9 1990 5153.00 890 6792 77.5 87.3 78.9 66.1 71.0 10 1991 6062.80 890 7612 86.9 86.7 79.7 77.8 71.6 11 1992 5331.48 890 6832 77.8 74.5 79.2 68.2 71.3 12 1993 4827.70 890 6103 69.7 63.4 77.9 61.9 70.6 13 1994 5263.99 890 7103 81.1 79.5 78.0 67.5 70.3 14 1995 5488.04 890 6997 79.9 75.4 77.8 70.4 70.3 15 1996 6118.49 890 7596 86.5 82.9 78.2 78.3 70.8 16 1997 5918.58 890 7178 81.9 80.5 78.3 75.9 71.2 17 1998 4506.48 890 5435 62.0 59.0 77.2 57.8 70.4 18 1999 4642.53 890 5770 65.9 64.1 76.4 59.6 69.8 19 2000 5598.66 890 6752 76.9 75.2 76.4 71.6 69.9 20 2001 5361.82 890 6422 73.3 70.1 76.1 68.8 69.8 21 2002 6134.48 890 7576 86.5 83.8 76.4 78.7 70.2 22 2003 5547.40 890 6759 77.2 73.4 76.3 71.2 70.3 23 2004 4531.79 890 5551 63.2 59.4 75.6 58.0 69.8 24 2005 6566.95 890 7956 90.8 87.6 76.1 84.2 70.4 25 2006 5905.36 890 7428 84.8 83.6 76.4 75.7 70.6 26 2007 5763.52 890 7384 84.3 83.5 76.6 73.9 70.7 27 2008 5249.14 890 6317 71.9 67.5 76.3 67.1 70.6 28 2009 6259.13 890 7151 81.6 80.2 76.4 80.3 70.9 29 2010 6472.40 890 7344 83.8 82.6 76.6 83.0 71.3 30 2011 6433.47 890 7506 85.7 83.1 76.9 82.5 71.7 31 2012 5014.64 890 5644 64.2 63.6 76.4 64.1 71.4 32 2013 7074.86 890 7942 90.7 89.8 76.8 90.8 72.1 33 2014 3970.80 890 4507 51.4 50.3 76.0 50.9 71.4 34 2015 6750.08 890 8025 91.6 86.7 76.4 86.6 71.9 35 2016 6456.43 890 7442 84.7 82.4 76.5 82.6 72.2 36 2017 6599.79 890 7688 87.8 84.6 76.8 84.6 72.5 37 2018 3438.52 890 4116 47.0 44.3 75.9 44.1 71.8 38 2019 5979.78 890 7196 82.2 79.8 76.0 76.7 71.9 39 2020 4457.67 890 5335 60.7 57.4 75.5 57.0 71.5 40 2021 6437.40 890 7571 86.4 83.9 75.7 82.6 71.8 | DAMPIERRE-4 | PWR | CP1 | Operational | 890 | 890 | 937 | 2785 | 225.63 | ÉLECTRICITÉ DE FRANCE | ÉLECTRICITÉ DE FRANCE | 1975-12-01 | 1981-08-05 | 1981-08-18 | None | None | None | 1981-11-20 | 0.718 | 0.778 | 0.757 | 186
186 | FRANCE | Year Electricity Supplied [GW.h] Reference Unit Power [MW] Annual Time On Line [h] Operation Factor [%] Energy Availability Factor [%] Load Factor [%] Year Electricity Supplied [GW.h] Reference Unit Power [MW] Annual Time On Line [h] Operation Factor [%] Annual Cumulative Annual Cumulative 0 1981 1636.20 920 2584 70.2 65.6 65.6 65.6 65.6 1 1982 6129.80 910 7588 86.6 81.5 80.2 76.9 76.0 2 1983 3453.00 910 4285 48.9 43.9 62.8 43.3 60.3 3 1984 6509.00 910 7536 85.8 84.6 69.9 81.4 67.2 4 1985 6225.20 910 7348 83.9 82.8 73.0 78.1 69.8 5 1986 6460.60 910 7754 88.5 87.0 75.8 81.0 72.0 6 1987 5586.60 910 6793 77.6 76.2 75.8 70.1 71.7 7 1988 5730.00 910 7069 80.5 81.3 76.6 71.7 71.7 8 1989 6222.43 910 7419 84.7 83.3 77.4 78.1 72.5 9 1990 5822.59 910 6834 78.0 76.9 77.4 73.0 72.6 10 1991 6379.04 910 7400 84.5 83.3 78.0 80.0 73.3 11 1992 4349.17 910 5079 57.8 56.6 76.0 54.4 71.6 12 1993 5979.16 910 7253 82.8 78.3 76.2 75.0 71.9 13 1994 3474.92 910 5119 58.4 85.8 77.0 43.6 69.7 14 1995 6075.80 910 7206 82.3 84.3 77.5 76.2 70.2 15 1996 6639.15 910 7798 88.8 85.6 78.0 83.1 71.0 16 1997 6196.60 910 7621 87.0 84.6 78.4 77.7 71.4 17 1998 5917.56 910 7078 80.8 78.2 78.4 74.2 71.6 18 1999 6046.81 910 7082 80.8 77.9 78.4 75.8 71.8 19 2000 2854.09 910 3602 41.0 36.6 76.2 35.7 70.0 20 2001 4881.50 910 5768 65.8 64.0 75.6 61.2 69.5 21 2002 6861.10 910 8251 94.2 93.0 76.4 86.1 70.3 22 2003 4541.69 910 5321 60.7 58.1 75.6 57.0 69.7 23 2004 6144.26 910 7217 82.2 79.2 75.7 76.9 70.0 24 2005 6883.56 910 7841 89.5 86.8 76.2 86.3 70.7 25 2006 6507.99 910 7440 84.9 81.6 76.4 81.6 71.1 26 2007 6891.00 910 7791 88.9 86.4 76.8 86.4 71.7 27 2008 6678.68 910 7651 87.1 83.7 77.0 83.6 72.2 28 2009 4604.59 910 5461 62.3 58.4 76.4 57.8 71.6 29 2010 6634.72 910 7679 87.7 86.1 76.7 83.2 72.0 30 2011 6465.19 910 7370 84.1 82.7 76.9 81.1 72.3 31 2012 4170.62 910 4690 53.4 52.2 76.1 52.2 71.7 32 2013 6809.65 910 7659 87.4 85.9 76.4 85.4 72.1 33 2014 6245.02 910 7214 82.4 81.8 76.6 78.3 72.3 34 2015 6874.30 910 7961 90.9 89.7 77.0 86.2 72.7 35 2016 3996.76 910 4637 52.8 50.3 76.2 50.0 72.1 36 2017 6916.74 910 7783 88.8 87.1 76.5 86.8 72.5 37 2018 6345.55 910 7164 81.8 80.1 76.6 79.6 72.7 38 2019 6840.40 910 7698 87.9 86.7 76.9 85.8 73.0 39 2020 5026.78 910 5834 66.4 64.9 76.6 62.9 72.8 40 2021 6673.16 910 7546 86.1 84.5 76.8 83.7 73.0 | BLAYAIS-1 | PWR | CP1 | Operational | 910 | 910 | 951 | 2785 | 234.10 | ÉLECTRICITÉ DE FRANCE | ÉLECTRICITÉ DE FRANCE | 1977-01-01 | 1981-05-20 | 1981-06-12 | None | None | None | 1981-12-01 | 0.73 | 0.781 | 0.768 | 187
187 | FRANCE | Year Electricity Supplied [GW.h] Reference Unit Power [MW] Annual Time On Line [h] Operation Factor [%] Energy Availability Factor [%] Load Factor [%] Year Electricity Supplied [GW.h] Reference Unit Power [MW] Annual Time On Line [h] Operation Factor [%] Annual Cumulative Annual Cumulative 0 1982 1672.70 910 2571 NaN NaN NaN NaN NaN 1 1983 5094.00 910 5817 63.9 62.3 62.3 61.6 61.6 2 1984 6645.00 910 7716 87.8 85.5 74.5 83.1 72.8 3 1985 6819.70 910 7937 90.6 89.9 79.8 85.6 77.2 4 1986 6048.40 910 7142 81.5 82.9 80.6 75.9 76.9 5 1987 5987.10 910 7218 82.4 84.2 81.3 75.1 76.5 6 1988 4162.00 910 5718 65.1 90.8 82.9 52.1 72.4 7 1989 5560.97 910 6720 76.7 73.4 81.5 69.8 72.0 8 1990 5656.42 910 7381 84.3 85.7 82.1 71.0 71.9 9 1991 5326.54 910 6789 77.5 75.1 81.3 66.8 71.3 10 1992 5953.25 910 7505 85.4 83.7 81.5 74.5 71.6 11 1993 5253.21 910 6203 70.8 67.0 80.2 65.9 71.1 12 1994 6692.60 910 7658 87.4 88.1 80.9 84.0 72.2 13 1995 6725.49 910 7775 88.8 85.6 81.2 84.4 73.1 14 1996 6709.81 910 7587 86.4 85.0 81.5 83.9 73.9 15 1997 6769.92 910 7681 87.7 84.8 81.7 84.9 74.6 16 1998 6974.32 910 7883 90.0 87.2 82.1 87.5 75.4 17 1999 5836.20 910 6544 74.7 73.0 81.5 73.2 75.3 18 2000 4941.11 910 5592 63.7 63.0 80.5 61.8 74.6 19 2001 6547.95 910 7358 84.0 81.9 80.6 82.1 75.0 20 2002 5971.95 910 7357 84.0 82.7 80.7 74.9 75.0 21 2003 5181.16 910 5784 66.0 63.7 79.9 65.0 74.5 22 2004 6734.56 910 7346 83.6 81.5 79.9 84.2 74.9 23 2005 6918.75 910 7513 85.8 84.6 80.2 86.8 75.4 24 2006 6786.69 910 7599 86.8 85.4 80.4 85.1 75.8 25 2007 6035.60 910 6686 76.3 74.3 80.1 75.7 75.8 26 2008 7191.21 910 7977 90.8 89.7 80.5 90.0 76.4 27 2009 6050.55 910 6736 76.9 75.0 80.3 75.9 76.4 28 2010 6341.07 910 6919 79.0 78.2 80.2 79.6 76.5 29 2011 6516.19 910 7156 81.7 81.0 80.2 81.7 76.7 30 2012 6486.49 910 7345 83.6 81.8 80.3 81.2 76.8 31 2013 4891.24 910 5591 63.8 61.7 79.7 61.4 76.3 32 2014 6064.42 910 7030 80.2 87.1 79.9 76.1 76.3 33 2015 6278.21 910 7227 82.5 81.0 80.0 78.8 76.4 34 2016 6937.64 910 8106 92.3 89.9 80.2 86.8 76.7 35 2017 6376.49 910 6972 79.6 78.4 80.2 80.0 76.8 36 2018 7003.89 910 7825 89.3 87.9 80.4 87.9 77.1 37 2019 6366.21 910 7008 80.0 78.6 80.4 79.9 77.2 38 2020 6716.68 910 7468 85.0 82.5 80.4 84.0 77.4 39 2021 5452.66 910 6016 68.7 66.7 80.1 68.4 77.1 | BLAYAIS-2 | PWR | CP1 | Operational | 910 | 910 | 951 | 2785 | 241.26 | ÉLECTRICITÉ DE FRANCE | ÉLECTRICITÉ DE FRANCE | 1977-01-01 | 1982-06-28 | 1982-07-17 | None | None | None | 1983-02-01 | 0.771 | 0.807 | 0.801 | 188
188 | FRANCE | Year Electricity Supplied [GW.h] Reference Unit Power [MW] Annual Time On Line [h] Operation Factor [%] Energy Availability Factor [%] Load Factor [%] Year Electricity Supplied [GW.h] Reference Unit Power [MW] Annual Time On Line [h] Operation Factor [%] Annual Cumulative Annual Cumulative 0 1983 1912.00 910 2739 87.0 87.4 87.4 87.4 87.4 1 1984 5944.00 910 7055 80.3 80.4 81.4 74.4 76.2 2 1985 6568.90 910 7729 88.2 86.6 83.8 82.4 79.1 3 1986 6504.90 910 7759 88.6 88.2 85.1 81.6 79.9 4 1987 4304.70 910 5473 62.5 93.5 87.1 54.0 73.7 5 1988 5287.00 910 6708 76.4 81.6 86.1 66.1 72.2 6 1989 6086.42 910 7292 83.2 78.5 84.8 76.4 72.9 7 1990 4871.16 910 5673 64.8 62.8 81.8 61.1 71.2 8 1991 6372.29 910 7448 85.0 84.0 82.0 79.9 72.3 9 1992 5967.94 910 7220 82.2 81.8 82.0 74.7 72.6 10 1993 6285.26 910 7728 88.2 79.8 81.8 78.8 73.2 11 1994 4212.82 910 4979 56.8 57.7 79.6 52.8 71.4 12 1995 6739.57 910 7525 85.9 85.4 80.1 84.5 72.4 13 1996 6924.05 910 7744 88.2 86.8 80.6 86.6 73.5 14 1997 6614.05 910 7659 87.4 86.4 81.0 83.0 74.2 15 1998 6970.16 910 7954 90.8 87.8 81.5 87.4 75.1 16 1999 5123.02 910 5861 66.9 64.2 80.4 64.3 74.4 17 2000 6183.61 910 7143 81.3 78.2 80.3 77.4 74.6 18 2001 6707.06 910 7540 86.1 84.2 80.5 84.1 75.1 19 2002 6882.02 910 7682 87.7 86.4 80.8 86.3 75.7 20 2003 5844.86 910 6725 76.8 73.6 80.4 73.3 75.6 21 2004 5822.81 910 6699 76.3 72.5 80.1 72.8 75.4 22 2005 5868.13 910 6875 78.5 76.4 79.9 73.6 75.4 23 2006 6515.66 910 7340 83.8 81.5 80.0 81.8 75.6 24 2007 7441.68 910 8035 91.7 90.9 80.4 93.4 76.4 25 2008 7138.33 910 7676 87.4 86.8 80.7 89.3 76.9 26 2009 6134.50 910 6949 79.3 75.8 80.5 77.0 76.9 27 2010 6679.72 910 7390 84.4 82.2 80.6 83.8 77.1 28 2011 6925.35 910 7769 88.7 85.7 80.7 86.9 77.5 29 2012 6747.82 910 7436 84.6 83.0 80.8 84.4 77.7 30 2013 6944.29 910 7535 86.0 85.4 81.0 87.1 78.0 31 2014 4270.69 910 4677 53.4 55.5 80.2 53.6 77.2 32 2015 2219.74 910 2748 31.4 27.1 78.5 27.8 75.7 33 2016 6569.71 910 7181 81.8 79.8 78.5 82.2 75.9 34 2017 6902.06 910 7507 85.7 85.2 78.7 86.6 76.2 35 2018 6427.78 910 7110 81.2 80.4 78.8 80.6 76.3 36 2019 7147.00 910 7935 90.6 89.8 79.1 89.7 76.7 37 2020 5093.20 910 5757 65.5 63.2 78.7 63.7 76.4 38 2021 6897.13 910 7425 84.8 84.4 78.8 86.5 76.6 | BLAYAIS-3 | PWR | CP1 | Operational | 910 | 910 | 951 | 2785 | 234.22 | ÉLECTRICITÉ DE FRANCE | ÉLECTRICITÉ DE FRANCE | 1978-04-01 | 1983-07-29 | 1983-08-17 | None | None | None | 1983-11-14 | 0.766 | 0.796 | 0.788 | 189
189 | FRANCE | Year Electricity Supplied [GW.h] Reference Unit Power [MW] Annual Time On Line [h] Operation Factor [%] Energy Availability Factor [%] Load Factor [%] Year Electricity Supplied [GW.h] Reference Unit Power [MW] Annual Time On Line [h] Operation Factor [%] Annual Cumulative Annual Cumulative 0 1983 3356.00 910 4418 94.8 93.5 93.5 94.5 94.5 1 1984 6012.00 910 6780 77.2 76.0 79.5 75.2 79.1 2 1985 5972.60 910 7024 80.2 78.7 79.2 74.9 77.2 3 1986 6278.10 910 7412 84.6 81.9 80.0 78.8 77.7 4 1987 6104.60 910 7437 84.9 83.9 80.9 76.6 77.4 5 1988 4337.00 910 5662 64.5 70.2 78.9 54.3 73.0 6 1989 5816.26 910 7250 82.8 87.5 80.2 73.0 73.0 7 1990 5912.31 910 7347 83.9 78.2 80.0 74.2 73.2 8 1991 5467.70 910 6496 74.2 73.1 79.1 68.6 72.6 9 1992 6120.58 910 7430 84.6 83.5 79.6 76.6 73.0 10 1993 5096.35 910 6854 78.2 72.9 78.9 63.9 72.2 11 1994 5897.06 910 7308 83.4 81.8 79.2 74.0 72.3 12 1995 5342.37 910 6198 70.8 71.5 78.6 67.0 71.9 13 1996 6719.61 910 7761 88.4 86.9 79.2 84.1 72.8 14 1997 6497.20 910 7705 88.0 86.6 79.7 81.5 73.4 15 1998 6692.57 910 7930 90.5 87.9 80.3 84.0 74.1 16 1999 6161.15 910 7369 84.1 80.2 80.2 77.3 74.3 17 2000 5467.51 910 6559 74.7 72.5 79.8 68.4 74.0 18 2001 6370.03 910 7297 83.3 82.1 79.9 79.9 74.3 19 2002 6462.24 910 7623 87.0 85.1 80.2 81.1 74.6 20 2003 5311.06 910 6292 71.8 68.4 79.6 66.6 74.2 21 2004 6560.31 910 7749 88.2 84.6 79.8 82.1 74.6 22 2005 5454.68 910 6357 72.6 69.6 79.4 68.4 74.3 23 2006 6758.43 910 7827 89.4 86.5 79.7 84.8 74.8 24 2007 6607.83 910 7484 85.4 84.2 79.9 82.9 75.1 25 2008 6755.66 910 7760 88.3 87.0 80.2 84.5 75.5 26 2009 4574.28 910 5295 60.4 58.4 79.3 57.4 74.8 27 2010 6723.73 910 7718 88.1 85.5 79.6 84.4 75.2 28 2011 6138.08 910 7079 80.8 79.1 79.5 77.0 75.2 29 2012 6615.11 910 7653 87.1 83.7 79.7 82.8 75.5 30 2013 5146.77 910 5924 67.6 64.8 79.2 64.6 75.1 31 2014 6463.78 910 7566 86.4 84.4 79.4 81.1 75.3 32 2015 4522.44 910 5124 58.5 57.3 78.7 56.7 74.7 33 2016 6772.22 910 7859 89.5 86.8 78.9 84.7 75.0 34 2017 6184.82 910 7044 80.4 79.0 78.9 77.6 75.1 35 2018 6690.11 910 7744 88.4 86.1 79.1 83.9 75.4 36 2019 4935.56 910 5685 64.9 63.1 78.7 61.9 75.0 37 2020 6573.47 910 7472 85.1 82.4 78.8 82.2 75.2 38 2021 5530.48 910 6379 72.8 71.5 78.6 69.4 75.0 | BLAYAIS-4 | PWR | CP1 | Operational | 910 | 910 | 951 | 2785 | 230.51 | ÉLECTRICITÉ DE FRANCE | ÉLECTRICITÉ DE FRANCE | 1978-04-01 | 1983-05-01 | 1983-05-16 | None | None | None | 1983-10-01 | 0.75 | 0.804 | 0.786 | 190
190 | FRANCE | Year Electricity Supplied [GW.h] Reference Unit Power [MW] Annual Time On Line [h] Operation Factor [%] Energy Availability Factor [%] Load Factor [%] Year Electricity Supplied [GW.h] Reference Unit Power [MW] Annual Time On Line [h] Operation Factor [%] Annual Cumulative Annual Cumulative 0 1984 1805.00 1290 2608 NaN NaN NaN NaN NaN 1 1985 4685.80 1290 4104 98.2 94.9 94.9 98.7 98.7 2 1986 5169.70 1290 4455 50.9 50.2 53.7 45.8 49.9 3 1987 8184.80 1330 6527 74.5 76.6 64.9 70.2 59.8 4 1988 9291.00 1330 7332 83.5 95.3 74.8 79.5 66.3 5 1989 7902.78 1330 6567 75.0 70.4 73.7 67.8 66.7 6 1990 7323.87 1330 6288 71.8 66.4 72.3 62.9 65.9 7 1991 7159.94 1330 5987 68.3 63.2 70.8 61.4 65.2 8 1992 8640.41 1330 6858 78.1 76.6 71.6 74.0 66.4 9 1993 8068.09 1330 6906 78.8 70.9 71.5 69.2 66.8 10 1994 6549.93 1330 5790 66.1 77.0 72.1 56.2 65.6 11 1995 8768.17 1330 7292 83.2 79.6 72.9 75.3 66.6 12 1996 5483.15 1330 4763 54.2 48.7 70.7 46.9 64.8 13 1997 9019.66 1330 7537 86.0 83.8 71.8 77.4 65.8 14 1998 9718.11 1330 8132 92.8 91.2 73.2 83.4 67.2 15 1999 8181.87 1330 6938 79.2 76.2 73.5 70.2 67.4 16 2000 9088.99 1330 7533 85.8 83.5 74.1 77.8 68.1 17 2001 9752.15 1330 8382 95.7 97.6 75.6 83.7 69.1 18 2002 7153.91 1330 6081 69.4 66.6 75.1 61.4 68.6 19 2003 8526.18 1330 6882 78.6 77.2 75.2 73.2 68.9 20 2004 8596.32 1330 7103 80.9 77.4 75.3 73.6 69.1 21 2005 10565.55 1330 8654 98.8 97.9 76.4 90.7 70.2 22 2006 7437.70 1330 6133 70.0 66.0 75.9 63.8 69.9 23 2007 8135.11 1330 6641 75.8 73.3 75.8 69.8 69.9 24 2008 9808.67 1330 8116 92.4 90.4 76.4 84.0 70.5 25 2009 7469.32 1330 6108 69.7 66.5 76.0 64.1 70.2 26 2010 8295.24 1330 6661 76.0 74.6 76.0 71.2 70.3 27 2011 10184.08 1330 8349 95.3 94.3 76.7 87.4 70.9 28 2012 9140.88 1330 7351 83.7 80.6 76.8 78.2 71.2 29 2013 7888.06 1330 6203 70.8 69.2 76.5 67.7 71.1 30 2014 9615.90 1330 7567 86.4 84.4 76.8 82.5 71.5 31 2015 9949.97 1330 8222 93.9 93.9 77.4 85.4 71.9 32 2016 4050.04 1330 3503 39.9 35.2 76.0 34.7 70.7 33 2017 10013.99 1330 8379 95.6 94.2 76.6 86.0 71.2 34 2018 8993.47 1330 7597 86.7 84.0 76.8 77.2 71.4 35 2019 5834.12 1330 4711 53.8 50.9 76.0 50.1 70.8 36 2020 9093.82 1330 7712 87.8 85.4 76.3 77.8 71.0 37 2021 4912.69 1330 4117 47.0 43.8 75.4 42.2 70.2 | PALUEL-1 | PWR | P4 REP 1300 | Operational | 1330 | 1330 | 1382 | 3817 | 300.56 | ÉLECTRICITÉ DE FRANCE | ÉLECTRICITÉ DE FRANCE | 1977-08-15 | 1984-05-13 | 1984-06-22 | None | None | None | 1985-12-01 | 0.702 | 0.772 | 0.754 | 191
191 | FRANCE | Year Electricity Supplied [GW.h] Reference Unit Power [MW] Annual Time On Line [h] Operation Factor [%] Energy Availability Factor [%] Load Factor [%] Year Electricity Supplied [GW.h] Reference Unit Power [MW] Annual Time On Line [h] Operation Factor [%] Annual Cumulative Annual Cumulative 0 1984 1000.00 1290 1785 NaN NaN NaN NaN NaN 1 1985 5997.80 1290 5548 100.0 99.6 99.6 103.2 103.2 2 1986 6040.90 1290 4804 54.8 52.2 55.9 53.5 57.4 3 1987 8859.60 1290 6837 78.0 76.8 66.0 78.4 67.4 4 1988 7725.00 1330 6017 68.5 73.5 68.4 66.1 67.0 5 1989 8956.44 1330 7358 84.0 80.1 71.4 76.9 69.5 6 1990 6496.27 1330 5328 60.8 59.0 68.9 55.8 66.7 7 1991 6140.31 1330 4996 57.0 54.9 66.6 52.7 64.4 8 1992 6906.92 1330 5618 64.0 61.7 65.9 59.1 63.6 9 1993 7954.42 1330 7217 82.4 76.9 67.3 68.3 64.2 10 1994 7115.24 1330 6671 76.2 74.5 68.1 61.1 63.9 11 1995 6934.50 1330 6252 71.4 65.8 67.8 59.5 63.4 12 1996 8407.42 1330 7195 81.9 78.5 68.8 72.0 64.2 13 1997 8139.80 1330 7182 82.0 83.5 70.0 69.9 64.7 14 1998 7300.40 1330 6583 75.2 69.1 70.0 62.7 64.5 15 1999 9243.77 1330 7705 88.0 84.1 71.0 79.3 65.6 16 2000 9849.89 1330 8271 94.2 94.4 72.5 84.3 66.8 17 2001 7843.13 1330 6861 78.3 76.0 72.8 67.3 66.9 18 2002 7984.37 1330 6569 75.0 72.0 72.7 68.5 67.0 19 2003 8814.93 1330 7490 85.5 81.1 73.2 75.7 67.4 20 2004 9562.68 1330 8039 91.5 89.9 74.0 81.8 68.2 21 2005 7246.43 1330 5823 66.5 64.5 73.6 62.2 67.9 22 2006 8143.51 1330 6673 76.2 73.9 73.6 69.9 68.0 23 2007 7558.05 1330 6021 68.7 66.8 73.3 64.9 67.9 24 2008 9315.58 1330 7595 86.5 84.0 73.8 79.7 68.4 25 2009 8393.37 1330 6815 77.8 75.0 73.8 72.0 68.5 26 2010 10209.97 1330 8496 97.0 96.0 74.7 87.6 69.3 27 2011 8868.96 1330 7697 87.9 84.6 75.1 76.1 69.6 28 2012 7298.37 1330 6084 69.3 67.3 74.8 62.5 69.3 29 2013 10778.91 1330 8675 99.0 97.7 75.6 92.5 70.1 30 2014 9113.01 1330 7499 85.6 83.7 75.9 78.2 70.4 31 2015 4064.60 1330 3217 36.7 36.3 74.6 34.9 69.2 32 2016 0.00 1330 0 0.0 0.0 72.2 0.0 67.0 33 2017 0.00 1330 0 0.0 0.0 69.9 0.0 64.9 34 2018 3289.82 1330 2950 33.7 28.5 68.6 28.2 63.8 35 2019 8734.15 1330 6924 79.0 77.4 68.9 75.0 64.1 36 2020 0.00 1330 0 0.0 0.1 66.9 0.0 62.3 37 2021 8070.60 1330 7004 80.0 69.4 67.0 69.3 62.5 | PALUEL-2 | PWR | P4 REP 1300 | Operational | 1330 | 1330 | 1382 | 3817 | 267.55 | ÉLECTRICITÉ DE FRANCE | ÉLECTRICITÉ DE FRANCE | 1978-01-01 | 1984-08-11 | 1984-09-14 | None | None | None | 1985-12-01 | 0.625 | 0.693 | 0.67 | 192
192 | FRANCE | Year Electricity Supplied [GW.h] Reference Unit Power [MW] Annual Time On Line [h] Operation Factor [%] Energy Availability Factor [%] Load Factor [%] Year Electricity Supplied [GW.h] Reference Unit Power [MW] Annual Time On Line [h] Operation Factor [%] Annual Cumulative Annual Cumulative 0 1985 1605.40 1290 1747 NaN NaN NaN NaN NaN 1 1986 8321.70 1290 6503 71.8 72.1 72.1 71.5 71.5 2 1987 7716.60 1290 6104 69.7 78.3 75.3 68.3 69.8 3 1988 6763.00 1330 5413 61.6 59.2 69.7 57.9 65.6 4 1989 8124.44 1330 6288 71.8 70.2 69.8 69.7 66.7 5 1990 7321.98 1330 6008 68.6 66.2 69.1 62.8 65.9 6 1991 9587.15 1330 7634 87.2 86.2 72.0 82.3 68.7 7 1992 6886.61 1330 5671 64.6 63.0 70.7 59.0 67.3 8 1993 8459.03 1330 6951 79.4 73.4 71.0 72.6 68.0 9 1994 6703.62 1330 5590 63.8 61.8 70.0 57.5 66.8 10 1995 8733.26 1330 7598 86.7 84.1 71.4 75.0 67.6 11 1996 8027.69 1330 7261 82.7 84.6 72.6 68.7 67.7 12 1997 7618.80 1330 6494 74.1 72.8 72.6 65.4 67.5 13 1998 8327.02 1330 6913 78.9 76.1 72.9 71.5 67.8 14 1999 7636.71 1330 6505 74.3 73.8 73.0 65.6 67.7 15 2000 9819.79 1330 8199 93.3 94.4 74.4 84.0 68.8 16 2001 7815.94 1330 6796 77.6 79.6 74.8 67.1 68.7 17 2002 8900.48 1330 7366 84.1 80.4 75.1 76.4 69.1 18 2003 8181.73 1330 6567 75.0 74.3 75.0 70.2 69.2 19 2004 6395.50 1330 5147 58.6 56.0 74.0 54.7 68.4 20 2005 8157.60 1330 6573 75.0 73.2 74.0 70.0 68.5 21 2006 10549.56 1330 8671 99.0 96.8 75.1 90.6 69.6 22 2007 3908.79 1330 3402 38.8 34.8 73.2 33.6 67.9 23 2008 10106.55 1330 8570 97.6 96.6 74.2 86.5 68.7 24 2009 4214.55 1330 3670 41.9 38.8 72.8 36.2 67.4 25 2010 6850.05 1330 5394 61.6 60.6 72.3 58.8 67.0 26 2011 9475.26 1330 7462 85.2 81.7 72.6 81.3 67.6 27 2012 7592.85 1330 5934 67.6 66.6 72.4 65.0 67.5 28 2013 9162.71 1330 7299 83.3 80.5 72.7 78.6 67.9 29 2014 10592.86 1330 8460 96.6 93.8 73.4 90.9 68.7 30 2015 6436.51 1330 5656 64.6 62.9 73.1 55.2 68.2 31 2016 8209.45 1330 7250 82.5 73.4 73.1 70.3 68.3 32 2017 2121.65 1330 1858 21.2 18.3 71.4 18.2 66.7 33 2018 8399.29 1330 6597 75.3 72.8 71.4 72.1 66.9 34 2019 9886.14 1330 8227 93.9 91.8 72.0 84.8 67.4 35 2020 6577.17 1330 5481 62.4 57.8 71.6 56.3 67.1 36 2021 8534.76 1330 6749 77.0 74.5 71.7 73.2 67.3 | PALUEL-3 | PWR | P4 REP 1300 | Operational | 1330 | 1330 | 1382 | 3817 | 283.88 | ÉLECTRICITÉ DE FRANCE | ÉLECTRICITÉ DE FRANCE | 1979-02-01 | 1985-08-07 | 1985-09-30 | None | None | None | 1986-02-01 | 0.673 | 0.735 | 0.717 | 193
193 | FRANCE | Year Electricity Supplied [GW.h] Reference Unit Power [MW] Annual Time On Line [h] Operation Factor [%] Energy Availability Factor [%] Load Factor [%] Year Electricity Supplied [GW.h] Reference Unit Power [MW] Annual Time On Line [h] Operation Factor [%] Annual Cumulative Annual Cumulative 0 1986 6118.60 1290 5343 83.7 85.2 85.2 78.0 78.0 1 1987 8014.60 1290 6289 71.8 69.7 75.5 70.9 73.6 2 1988 5909.00 1330 4812 54.8 53.6 66.8 50.6 64.5 3 1989 8268.30 1330 6349 72.5 71.0 68.0 71.0 66.3 4 1990 8067.69 1330 6770 77.3 78.5 70.3 69.2 67.0 5 1991 8325.58 1330 6677 76.2 74.2 71.0 71.5 67.8 6 1992 5553.31 1330 4529 51.6 48.6 67.6 47.5 64.7 7 1993 8683.78 1330 6938 79.2 75.4 68.6 74.5 66.0 8 1994 8329.73 1330 6945 79.3 76.5 69.5 71.5 66.6 9 1995 8346.82 1330 7354 84.0 88.1 71.5 71.6 67.2 10 1996 7848.12 1330 6745 76.8 72.4 71.6 67.2 67.2 11 1997 8633.65 1330 7219 82.4 78.2 72.1 74.1 67.8 12 1998 7776.71 1330 6506 74.3 68.3 71.8 66.8 67.7 13 1999 9879.73 1330 8345 95.3 94.6 73.5 84.8 68.9 14 2000 8358.80 1330 7532 85.8 84.4 74.3 71.6 69.1 15 2001 8581.02 1330 7489 85.5 82.1 74.8 73.6 69.4 16 2002 9303.30 1330 8216 93.8 92.7 75.9 79.8 70.0 17 2003 7960.72 1330 7307 83.4 81.9 76.2 68.3 69.9 18 2004 7138.56 1330 6027 68.6 64.6 75.6 61.1 69.5 19 2005 9682.12 1330 7949 90.7 89.2 76.3 83.1 70.2 20 2006 8270.83 1330 7320 83.6 77.2 76.3 71.0 70.2 21 2007 8421.51 1330 6824 77.9 73.7 76.2 72.3 70.3 22 2008 7962.59 1330 6286 71.6 69.6 75.9 68.2 70.2 23 2009 9337.13 1330 7944 90.7 88.9 76.4 80.1 70.6 24 2010 7709.46 1330 6085 69.5 67.4 76.1 66.2 70.4 25 2011 9571.58 1330 7835 89.4 87.9 76.6 82.2 70.9 26 2012 10040.06 1330 8467 96.4 97.2 77.3 85.9 71.5 27 2013 7036.36 1330 5984 68.3 64.0 76.8 60.4 71.1 28 2014 8962.84 1330 7539 86.1 84.8 77.1 76.9 71.3 29 2015 8807.53 1330 7649 87.3 89.8 77.6 75.6 71.4 30 2016 7284.06 1330 6369 72.5 65.1 77.2 62.4 71.1 31 2017 9082.31 1330 7455 85.1 81.0 77.3 78.0 71.3 32 2018 10041.61 1330 8304 94.8 91.7 77.7 86.2 71.8 33 2019 1977.33 1330 1688 19.3 17.0 75.9 17.0 70.2 34 2020 9859.60 1330 8041 91.5 87.5 76.2 84.4 70.6 35 2021 9058.04 1330 7416 84.7 81.5 76.4 77.8 70.8 | PALUEL-4 | PWR | P4 REP 1300 | Operational | 1330 | 1330 | 1382 | 3817 | 294.82 | ÉLECTRICITÉ DE FRANCE | ÉLECTRICITÉ DE FRANCE | 1980-02-01 | 1986-03-29 | 1986-04-11 | None | None | None | 1986-06-01 | 0.708 | 0.787 | 0.764 | 194
194 | FRANCE | Year Electricity Supplied [GW.h] Reference Unit Power [MW] Annual Time On Line [h] ... Energy Availability Factor [%] Load Factor [%] Year Electricity Supplied [GW.h] Reference Unit Power [MW] Annual Time On Line [h] ... Annual Cumulative Annual Cumulative 0 1966 Data Not Provided Data Not Provided Data Not Provided ... Data Not Provided Data Not Provided Data Not Provided Data Not Provided 1 1967 " " " ... " " " " 2 1968 " " " ... " " " " 3 1969 " " " ... " " " " 4 1970 1246.000 500 2483 ... 28.5 NC 28.4 NC 5 1971 1944.800 335 6937 ... 73.5 NC 66.3 NC 6 1972 2477.000 350 7386 ... 80.6 NC 80.6 NC 7 1973 981.800 480 2976 ... 23.5 47.1 23.4 45.6 8 1974 54.200 480 253 ... 1.3 36.8 1.3 35.7 9 1975 2299.800 480 6737 ... 54.7 40.1 54.7 39.1 10 1976 1533.000 400 5891 ... 43.5 40.6 43.6 39.7 11 1977 2489.900 400 6985 ... 73.0 44.3 71.1 43.4 12 1978 2308.900 400 6575 ... 66.5 46.6 65.9 45.7 13 1979 2100.000 400 7051 ... 66.4 48.5 59.9 47.1 14 1980 2500.000 360 7332 ... 78.6 50.9 79.1 49.6 15 1981 1721.000 360 5099 ... 54.9 51.2 54.6 50.0 16 1982 706.700 360 2341 ... 22.6 49.2 22.4 48.1 17 1983 1457.000 360 4459 ... 46.4 49.1 46.2 48.0 18 1984 993.000 360 2988 ... 31.5 48.0 31.4 47.0 19 1985 0.000 360 0 ... 0.0 45.3 0.0 44.3 20 1986 0.000 360 0 ... 0.0 42.9 0.0 42.0 21 1987 103.700 360 493 ... 3.4 40.9 3.3 40.0 22 1988 959.000 360 3167 ... 35.2 40.6 30.3 39.5 23 1989 1316.910 360 5182 ... 45.0 40.8 41.8 39.6 24 1990 1252.420 360 3822 ... 86.9 41.7 87.9 40.5 [25 rows x 9 columns] | CHINON A-3 | GCR | UNGG | Permanent Shutdown | 480 | 360 | 480 | 1170 | 30.55 | ÉLECTRICITÉ DE FRANCE | ÉLECTRICITÉ DE FRANCE | 1961-03-01 | 1966-03-01 | 1966-08-04 | None | None | 1990-06-15 | 1966-08-04 | 0.405 | 0.491 | 0.417 | 195
195 | FRANCE | Year Electricity Supplied [GW.h] Reference Unit Power [MW] Annual Time On Line [h] Operation Factor [%] Energy Availability Factor [%] Load Factor [%] Year Electricity Supplied [GW.h] Reference Unit Power [MW] Annual Time On Line [h] Operation Factor [%] Annual Cumulative Annual Cumulative 0 1982 37.10 870 470 NaN NaN NaN NaN NaN 1 1983 3835.00 870 6027 NaN NaN NaN NaN NaN 2 1984 4568.00 870 5570 60.1 57.6 57.6 56.1 56.1 3 1985 5978.20 870 7402 84.5 82.1 70.4 78.4 67.8 4 1986 6322.20 870 7609 86.9 86.1 75.8 83.0 73.0 5 1987 4914.10 870 6438 73.5 72.9 75.0 64.5 70.8 6 1988 5271.00 870 7195 81.9 96.2 79.3 69.0 70.4 7 1989 4734.28 870 5724 65.3 63.6 76.7 62.1 69.0 8 1990 5912.97 870 7043 80.4 79.1 77.0 77.6 70.3 9 1991 5339.25 905 6033 68.9 67.7 75.8 67.4 69.9 10 1992 5972.02 905 7133 81.2 80.6 76.4 75.1 70.5 11 1993 5651.68 905 6914 78.9 73.3 76.0 71.3 70.6 12 1994 5366.30 905 6347 72.4 71.4 75.6 67.7 70.3 13 1995 6333.93 905 7573 86.4 84.4 76.4 79.9 71.1 14 1996 6295.23 905 7476 85.1 83.4 76.9 79.2 71.8 15 1997 6093.31 905 7268 83.0 81.8 77.3 76.9 72.1 16 1998 6631.27 905 7759 88.6 85.7 77.8 83.6 72.9 17 1999 6214.03 905 7483 85.4 82.1 78.1 78.4 73.3 18 2000 6166.79 905 7416 84.4 82.7 78.4 77.6 73.5 19 2001 5769.00 905 7260 82.9 81.2 78.6 72.8 73.5 20 2002 6229.34 905 7671 87.6 85.6 78.9 78.6 73.8 21 2003 5181.70 905 6357 72.6 68.4 78.4 65.4 73.3 22 2004 6252.57 905 7536 85.8 83.7 78.6 78.6 73.6 23 2005 6465.82 905 7611 86.9 83.9 78.9 81.6 74.0 24 2006 6637.84 905 7873 89.9 86.7 79.2 83.7 74.4 25 2007 4538.82 905 5559 63.5 57.7 78.3 57.2 73.7 26 2008 6893.10 905 7862 89.5 86.9 78.7 86.7 74.2 27 2009 4345.75 905 5003 57.1 55.1 77.8 54.8 73.4 28 2010 4165.79 905 4893 55.9 52.8 76.8 52.6 72.7 29 2011 5808.26 905 6601 75.4 73.6 76.7 73.3 72.7 30 2012 6881.62 905 7766 88.4 87.3 77.1 86.6 73.2 31 2013 4078.88 905 4634 52.9 51.6 76.2 51.4 72.4 32 2014 6524.18 905 7473 85.3 83.2 76.4 82.3 72.8 33 2015 5847.76 905 6812 77.8 75.3 76.4 73.8 72.8 34 2016 6754.06 905 7846 89.3 86.8 76.7 85.0 73.2 35 2017 5139.16 905 5867 67.0 65.2 76.4 64.8 72.9 36 2018 6888.18 905 7949 90.7 88.5 76.7 86.9 73.3 37 2019 5820.16 905 6750 77.0 74.4 76.7 73.4 73.3 38 2020 5253.27 905 6335 72.1 68.7 76.4 66.1 73.1 39 2021 5250.72 905 6240 71.2 69.4 76.3 66.2 72.9 | CHINON B-1 | PWR | CP2 | Operational | 870 | 905 | 954 | 2785 | 222.59 | ÉLECTRICITÉ DE FRANCE | ÉLECTRICITÉ DE FRANCE | 1977-03-01 | 1982-10-28 | 1982-11-30 | None | None | None | 1984-02-01 | 0.729 | 0.781 | 0.763 | 196
196 | FRANCE | Year Electricity Supplied [GW.h] Reference Unit Power [MW] Annual Time On Line [h] Operation Factor [%] Energy Availability Factor [%] Load Factor [%] Year Electricity Supplied [GW.h] Reference Unit Power [MW] Annual Time On Line [h] Operation Factor [%] Annual Cumulative Annual Cumulative 0 1983 1.00 870 212 NaN NaN NaN NaN NaN 1 1984 5394.00 870 7226 81.3 91.7 91.7 75.8 75.8 2 1985 5037.40 870 6201 70.8 67.9 74.9 66.1 69.0 3 1986 6215.10 870 7639 87.2 86.0 79.5 81.6 74.2 4 1987 5618.80 870 7171 81.9 80.7 79.9 73.7 74.0 5 1988 4425.00 870 5731 65.2 67.3 77.0 57.9 70.4 6 1989 6043.40 870 7873 89.9 91.2 79.6 79.3 72.0 7 1990 5216.99 870 6714 76.6 84.1 80.3 68.4 71.5 8 1991 3142.20 870 3921 44.8 53.2 76.7 41.2 67.4 9 1992 6295.44 870 7321 83.3 80.8 77.2 82.4 69.2 10 1993 5491.59 870 6867 78.4 76.2 77.1 72.1 69.5 11 1994 6174.63 905 7407 84.6 83.9 77.7 77.9 70.3 12 1995 6356.32 905 7741 88.4 86.0 78.5 80.2 71.2 13 1996 5287.61 905 6206 70.6 69.4 77.7 66.5 70.8 14 1997 6637.94 905 7622 87.0 85.2 78.3 83.7 71.8 15 1998 6186.39 905 7136 81.5 79.8 78.4 78.0 72.2 16 1999 5900.93 905 7075 80.8 79.0 78.4 74.4 72.4 17 2000 6177.00 905 7260 82.6 80.8 78.6 77.7 72.7 18 2001 6646.20 905 7846 89.6 87.5 79.1 83.8 73.4 19 2002 6155.60 905 7404 84.5 85.4 79.5 77.6 73.6 20 2003 5746.23 905 7163 81.8 78.7 79.4 72.5 73.6 21 2004 6133.37 905 7252 82.6 80.6 79.5 77.2 73.7 22 2005 6659.58 905 7882 90.0 86.5 79.8 84.0 74.2 23 2006 4548.84 905 5503 62.8 60.1 78.9 57.4 73.5 24 2007 5965.94 905 7023 80.2 76.6 78.8 75.2 73.5 25 2008 5038.27 905 5852 66.6 64.2 78.2 63.4 73.1 26 2009 6111.50 905 7485 85.4 77.9 78.2 77.1 73.3 27 2010 5735.14 905 6561 74.9 73.0 78.0 72.3 73.2 28 2011 6863.39 905 7733 88.3 87.2 78.3 86.6 73.7 29 2012 6880.86 905 7965 90.7 87.3 78.7 86.6 74.2 30 2013 4538.32 905 5483 62.6 63.2 78.1 57.2 73.6 31 2014 5721.41 905 6565 74.9 73.8 78.0 72.2 73.6 32 2015 5495.29 905 6235 71.2 69.6 77.7 69.3 73.4 33 2016 3614.86 905 4251 48.4 45.5 76.7 45.5 72.6 34 2017 6249.36 905 7345 83.8 81.2 76.8 78.8 72.7 35 2018 5352.55 905 6303 72.0 69.6 76.6 67.5 72.6 36 2019 5716.24 905 6607 75.4 72.7 76.5 72.1 72.6 37 2020 6431.85 905 7452 84.8 83.5 76.7 80.9 72.8 38 2021 4938.64 905 6083 69.4 66.6 76.4 62.3 72.5 | CHINON B-2 | PWR | CP2 | Operational | 870 | 905 | 954 | 2785 | 216.37 | ÉLECTRICITÉ DE FRANCE | ÉLECTRICITÉ DE FRANCE | 1977-03-01 | 1983-09-23 | 1983-11-29 | None | None | None | 1984-08-01 | 0.725 | 0.777 | 0.764 | 197
197 | FRANCE | Year Electricity Supplied [GW.h] Reference Unit Power [MW] Annual Time On Line [h] Operation Factor [%] Energy Availability Factor [%] Load Factor [%] Year Electricity Supplied [GW.h] Reference Unit Power [MW] Annual Time On Line [h] Operation Factor [%] Annual Cumulative Annual Cumulative 0 1983 388.40 880 1150 NaN NaN NaN NaN NaN 1 1984 5482.00 880 7165 92.9 82.6 82.6 82.6 82.6 2 1985 5185.20 880 6615 75.5 72.0 76.5 67.3 73.9 3 1986 5888.00 880 7377 84.2 86.0 80.0 76.4 74.8 4 1987 5359.50 880 6860 78.3 81.8 80.5 69.5 73.4 5 1988 4025.00 880 5562 63.3 96.7 83.9 52.1 68.9 6 1989 5648.89 880 7239 82.6 83.6 83.8 73.3 69.6 7 1990 4983.52 880 6809 77.7 82.6 83.7 64.6 68.9 8 1991 4477.80 880 5762 65.8 65.3 81.3 58.1 67.5 9 1992 5739.40 880 7183 81.8 77.8 80.9 74.2 68.3 10 1993 6156.63 880 7353 83.9 84.6 81.3 79.9 69.5 11 1994 6181.24 915 7498 85.6 84.2 81.6 77.1 70.2 12 1995 4630.41 915 5624 64.2 62.5 79.9 57.8 69.1 13 1996 6258.55 915 7478 85.1 83.0 80.1 77.9 69.8 14 1997 5271.22 915 6784 77.4 74.1 79.7 65.8 69.5 15 1998 6387.28 915 7864 89.8 89.5 80.4 79.7 70.2 16 1999 5890.67 915 7367 84.1 83.8 80.6 73.5 70.4 17 2000 6320.52 915 7742 88.1 86.0 80.9 78.6 70.9 18 2001 5918.31 915 7264 82.9 81.1 80.9 73.8 71.1 19 2002 6069.76 915 7349 83.9 80.5 80.9 75.7 71.4 20 2003 6120.53 915 7403 84.5 81.1 80.9 76.4 71.6 21 2004 5866.08 915 6907 78.6 76.1 80.7 73.0 71.7 22 2005 5345.43 915 6311 72.0 70.6 80.2 66.7 71.4 23 2006 6491.00 915 7716 88.1 83.7 80.4 81.0 71.9 24 2007 4468.50 915 5506 62.8 55.9 79.3 55.8 71.2 25 2008 6281.45 915 7285 82.9 79.3 79.3 78.2 71.5 26 2009 5066.64 915 6016 68.7 63.4 78.7 63.2 71.2 27 2010 6529.54 915 7413 84.6 82.2 78.8 81.5 71.5 28 2011 5791.82 915 6573 75.0 72.8 78.6 72.3 71.6 29 2012 5896.70 915 6640 75.6 73.5 78.4 73.4 71.6 30 2013 6325.06 915 7087 80.9 79.9 78.5 78.9 71.9 31 2014 6767.39 915 7720 88.1 86.3 78.7 84.4 72.3 32 2015 3668.25 915 4245 48.5 45.9 77.7 45.8 71.4 33 2016 6374.97 915 7417 84.4 80.0 77.8 79.3 71.7 34 2017 3987.13 915 4655 53.1 49.9 76.9 49.7 71.0 35 2018 6471.31 915 7364 84.1 80.9 77.0 80.7 71.3 36 2019 5215.27 915 5891 67.2 65.2 76.7 65.1 71.1 37 2020 6241.26 915 7161 81.5 79.6 76.8 77.6 71.3 38 2021 4211.93 915 4932 56.3 53.4 76.2 52.6 70.8 | CRUAS-1 | PWR | CP2 | Operational | 880 | 915 | 956 | 2785 | 213.55 | ÉLECTRICITÉ DE FRANCE | ÉLECTRICITÉ DE FRANCE | 1978-08-01 | 1983-04-02 | 1983-04-29 | None | None | None | 1984-04-02 | 0.708 | 0.774 | 0.762 | 198
198 | FRANCE | Year Electricity Supplied [GW.h] Reference Unit Power [MW] Annual Time On Line [h] Operation Factor [%] Energy Availability Factor [%] Load Factor [%] Year Electricity Supplied [GW.h] Reference Unit Power [MW] Annual Time On Line [h] Operation Factor [%] Annual Cumulative Annual Cumulative 0 1984 146.00 880 651 NaN NaN NaN NaN NaN 1 1985 6103.20 880 8330 97.3 96.0 96.0 83.4 83.4 2 1986 4955.00 880 6258 71.4 70.1 81.2 64.3 72.5 3 1987 5559.90 900 6761 77.2 79.1 80.4 70.5 71.8 4 1988 5698.00 915 7176 81.7 80.6 80.5 70.9 71.5 5 1989 6298.51 915 7697 87.9 83.3 81.1 78.6 73.0 6 1990 6001.78 915 7114 81.2 77.7 80.5 74.9 73.4 7 1991 4099.88 915 4838 55.2 53.8 76.5 51.2 70.0 8 1992 5946.87 915 6910 78.7 77.0 76.5 74.0 70.6 9 1993 5441.04 915 6463 73.8 73.5 76.2 67.9 70.2 10 1994 5566.06 915 6765 77.2 94.1 78.0 69.4 70.2 11 1995 5366.77 915 6581 75.1 72.4 77.5 67.0 69.9 12 1996 6521.86 915 7870 89.6 87.1 78.3 81.1 70.8 13 1997 5176.08 915 6596 75.3 76.5 78.2 64.6 70.3 14 1998 6003.57 915 7396 84.4 79.0 78.2 74.9 70.7 15 1999 6393.81 915 7787 88.9 85.3 78.7 79.8 71.3 16 2000 6420.91 915 7755 88.3 85.6 79.2 79.9 71.8 17 2001 5914.40 915 7053 80.5 76.5 79.0 73.8 72.0 18 2002 6547.44 915 7776 88.8 86.0 79.4 81.7 72.5 19 2003 5727.93 915 6927 79.1 75.6 79.2 71.5 72.4 20 2004 6612.96 915 7661 87.2 84.9 79.5 82.3 73.0 21 2005 6504.12 915 7684 87.7 83.0 79.7 81.1 73.4 22 2006 6509.49 915 7736 88.3 84.3 79.9 81.2 73.7 23 2007 4617.90 915 5602 64.0 58.0 78.9 57.6 73.0 24 2008 5597.43 915 6633 75.5 69.8 78.5 69.6 72.9 25 2009 5862.16 915 6886 78.6 73.6 78.3 73.1 72.9 26 2010 5305.44 915 6036 68.9 66.6 77.9 66.2 72.6 27 2011 5791.15 915 6577 75.1 73.0 77.7 72.2 72.6 28 2012 6761.59 915 7665 87.3 84.7 77.9 84.1 73.0 29 2013 5729.40 915 6729 76.8 73.0 77.8 71.5 73.0 30 2014 6708.45 915 7931 90.5 86.2 78.0 83.7 73.3 31 2015 5568.66 915 6630 75.7 70.2 77.8 69.5 73.2 32 2016 6596.10 915 7743 88.2 83.1 78.0 82.1 73.5 33 2017 6505.00 915 7739 88.3 84.0 78.2 81.2 73.7 34 2018 4984.84 915 5958 68.0 64.4 77.7 62.2 73.4 35 2019 4872.15 915 6038 68.9 65.1 77.4 60.8 73.0 36 2020 5761.69 915 6924 78.8 74.5 77.3 71.7 73.0 37 2021 5251.28 915 6401 73.1 67.9 77.0 65.5 72.8 | CRUAS-2 | PWR | CP2 | Operational | 915 | 915 | 956 | 2785 | 215.71 | ÉLECTRICITÉ DE FRANCE | ÉLECTRICITÉ DE FRANCE | 1978-11-15 | 1984-08-01 | 1984-09-06 | None | None | None | 1985-04-01 | 0.728 | 0.797 | 0.77 | 199
199 | FRANCE | Year Electricity Supplied [GW.h] Reference Unit Power [MW] Annual Time On Line [h] Operation Factor [%] Energy Availability Factor [%] Load Factor [%] Year Electricity Supplied [GW.h] Reference Unit Power [MW] Annual Time On Line [h] Operation Factor [%] Annual Cumulative Annual Cumulative 0 1984 3272.00 880 4380 92.7 91.9 91.9 89.7 89.7 1 1985 5247.40 880 6557 74.8 72.5 77.4 68.1 73.5 2 1986 5967.08 880 7456 85.1 89.2 82.5 77.4 75.2 3 1987 4721.40 880 6013 68.6 75.1 80.2 61.2 71.0 4 1988 4773.00 880 6679 76.0 98.6 84.5 61.8 68.8 5 1989 5577.93 880 6571 75.0 72.8 82.3 72.4 69.5 6 1990 6129.16 915 7499 85.6 85.2 82.8 76.5 70.6 7 1991 6003.22 915 7374 84.2 84.8 83.0 74.9 71.2 8 1992 5174.61 915 6323 72.0 71.0 81.6 64.4 70.4 9 1993 5715.35 915 7232 82.6 73.9 80.7 71.3 70.5 10 1994 5013.99 915 6428 73.4 78.1 80.5 62.6 69.7 11 1995 6032.66 915 7525 85.9 84.3 80.8 75.3 70.2 12 1996 5882.20 915 7724 87.9 91.9 81.7 73.2 70.5 13 1997 5347.79 915 6961 79.5 80.2 81.6 66.7 70.2 14 1998 6281.40 915 7758 88.6 78.7 81.4 78.4 70.8 15 1999 6316.70 915 7654 87.4 87.8 81.8 78.8 71.3 16 2000 5493.99 915 6914 78.7 79.0 81.6 68.4 71.1 17 2001 5867.85 915 7254 82.8 79.6 81.5 73.2 71.2 18 2002 6052.00 915 7307 83.4 80.9 81.5 75.5 71.5 19 2003 5779.36 915 7146 81.6 76.8 81.2 72.1 71.5 20 2004 5081.25 915 6074 69.2 64.1 80.4 63.2 71.1 21 2005 6941.58 915 7863 89.8 87.8 80.8 86.6 71.8 22 2006 6487.52 915 7520 85.8 83.1 80.8 80.9 72.2 23 2007 5435.78 915 6456 73.7 68.1 80.3 67.8 72.0 24 2008 4858.57 915 5750 65.5 60.8 79.5 60.4 71.6 25 2009 6365.97 915 7392 84.4 79.9 79.5 79.4 71.9 26 2010 6277.78 915 7004 80.0 78.3 79.5 78.3 72.1 27 2011 6741.60 915 7580 86.5 85.0 79.7 84.1 72.6 28 2012 5106.74 915 5899 67.2 64.5 79.1 63.5 72.2 29 2013 6866.75 915 7750 88.5 88.2 79.4 85.7 72.7 30 2014 4529.71 915 5148 58.8 57.1 78.7 56.5 72.2 31 2015 6297.99 915 7085 80.9 78.7 78.7 78.6 72.4 32 2016 4910.49 915 6144 70.0 61.3 78.2 61.1 72.0 33 2017 6067.31 915 6910 78.9 76.0 78.1 75.7 72.1 34 2018 5672.76 915 6425 73.3 70.9 77.9 70.8 72.1 35 2019 5632.07 915 6451 73.6 71.0 77.7 70.3 72.0 36 2020 4171.74 915 4917 56.0 52.2 77.0 51.9 71.5 37 2021 6628.24 915 7614 86.9 83.5 77.2 82.7 71.8 | CRUAS-3 | PWR | CP2 | Operational | 880 | 915 | 956 | 2785 | 215.04 | ÉLECTRICITÉ DE FRANCE | ÉLECTRICITÉ DE FRANCE | 1979-04-15 | 1984-04-09 | 1984-05-14 | None | None | None | 1984-09-10 | 0.718 | 0.786 | 0.772 | 200
200 | FRANCE | Year Electricity Supplied [GW.h] Reference Unit Power [MW] Annual Time On Line [h] Operation Factor [%] Energy Availability Factor [%] Load Factor [%] Year Electricity Supplied [GW.h] Reference Unit Power [MW] Annual Time On Line [h] Operation Factor [%] Annual Cumulative Annual Cumulative 0 1984 671.00 880 1158 NaN NaN NaN NaN NaN 1 1985 5773.60 880 7434 84.3 85.7 85.7 73.5 73.5 2 1986 5452.60 880 6816 77.8 76.7 81.0 70.7 72.1 3 1987 5313.40 880 6888 78.6 84.2 82.1 68.9 71.0 4 1988 3247.00 880 4271 48.6 74.2 80.1 42.0 63.6 5 1989 4852.19 880 6025 68.8 71.3 78.3 62.9 63.4 6 1990 6215.34 880 7607 86.8 86.0 79.6 80.6 66.4 7 1991 6005.38 880 7259 82.9 81.1 79.8 77.9 68.0 8 1992 4953.60 880 5862 66.7 65.0 77.9 64.1 67.5 9 1993 5279.97 880 6653 76.0 77.1 77.8 68.5 67.6 10 1994 5552.11 915 6856 78.3 83.8 78.5 69.3 67.8 11 1995 6280.30 915 7375 84.2 82.1 78.8 78.4 68.8 12 1996 5886.51 915 7180 81.7 79.4 78.9 73.2 69.2 13 1997 5976.62 915 7334 83.7 80.2 79.0 74.6 69.6 14 1998 6629.20 915 7885 90.0 85.5 79.4 82.7 70.6 15 1999 5829.81 915 7159 81.7 81.9 79.6 72.7 70.7 16 2000 6630.69 915 7915 90.1 88.4 80.2 82.5 71.5 17 2001 5915.77 915 7172 81.9 80.6 80.2 73.8 71.6 18 2002 6399.58 915 7474 85.3 82.9 80.4 79.8 72.1 19 2003 6296.69 915 7371 84.1 81.6 80.4 78.6 72.4 20 2004 6377.38 915 7443 84.7 80.6 80.4 79.4 72.8 21 2005 6255.06 915 7360 84.0 79.6 80.4 78.0 73.0 22 2006 3752.65 915 4259 48.6 47.6 78.9 46.8 71.8 23 2007 4947.25 915 5839 66.7 61.7 78.1 61.7 71.4 24 2008 6228.77 915 7011 79.8 77.4 78.1 77.5 71.6 25 2009 6321.83 915 7347 83.9 79.5 78.2 78.9 71.9 26 2010 5107.05 915 5779 66.0 63.8 77.6 63.7 71.6 27 2011 7152.54 915 7938 90.6 89.2 78.0 89.2 72.3 28 2012 4305.94 915 4853 55.2 53.3 77.1 53.6 71.6 29 2013 6916.18 915 7727 88.2 86.0 77.4 86.3 72.1 30 2014 4677.86 915 5611 64.0 58.4 76.8 58.4 71.6 31 2015 6465.66 915 7267 83.0 81.1 76.9 80.7 71.9 32 2016 4642.10 915 5435 61.9 57.7 76.3 57.8 71.5 33 2017 6395.66 915 7187 82.0 80.2 76.4 79.8 71.8 34 2018 5094.14 915 5821 66.4 63.6 76.1 63.6 71.5 35 2019 5902.70 915 7017 80.1 73.9 76.0 73.6 71.6 36 2020 5265.57 915 6262 71.3 65.9 75.7 65.5 71.4 37 2021 5846.62 915 6851 78.2 75.8 75.7 72.9 71.4 | CRUAS-4 | PWR | CP2 | Operational | 880 | 915 | 956 | 2785 | 211.13 | ÉLECTRICITÉ DE FRANCE | ÉLECTRICITÉ DE FRANCE | 1979-10-01 | 1984-10-01 | 1984-10-27 | None | None | None | 1985-02-11 | 0.714 | 0.769 | 0.757 | 201
201 | FRANCE | Year Electricity Supplied [GW.h] Reference Unit Power [MW] Annual Time On Line [h] Operation Factor [%] Energy Availability Factor [%] Load Factor [%] Year Electricity Supplied [GW.h] Reference Unit Power [MW] Annual Time On Line [h] Operation Factor [%] Annual Cumulative Annual Cumulative 0 1985 21.08 1290 480 NaN NaN NaN NaN NaN 1 1986 5273.00 1290 4840 97.6 97.3 97.3 100.6 100.6 2 1987 7150.80 1290 5656 64.6 62.2 64.9 63.3 66.2 3 1988 7175.00 1330 5757 65.5 66.0 65.4 61.4 63.9 4 1989 8775.16 1330 7146 81.6 80.6 70.4 75.3 67.6 5 1990 7089.98 1330 6360 72.6 65.7 69.2 60.8 66.0 6 1991 5882.88 1330 5481 62.6 59.4 67.3 50.5 62.9 7 1992 7606.83 1330 5901 67.2 66.2 67.1 65.1 63.3 8 1993 9301.82 1330 7936 90.6 87.2 70.0 79.8 65.6 9 1994 7145.81 1330 6515 74.4 75.3 70.6 61.3 65.1 10 1995 7665.06 1330 6654 76.0 73.2 70.9 65.8 65.2 11 1996 8598.28 1330 7050 80.3 77.8 71.6 73.6 66.0 12 1997 6853.94 1330 5529 63.1 62.3 70.8 58.8 65.4 13 1998 9469.38 1330 7855 89.7 86.7 72.1 81.3 66.7 14 1999 6979.37 1330 5906 67.4 64.4 71.5 59.9 66.2 15 2000 8035.27 1330 6607 75.2 74.5 71.7 68.8 66.3 16 2001 10038.55 1330 8126 92.8 92.5 73.1 86.2 67.7 17 2002 8141.77 1330 6736 76.9 73.1 73.1 69.9 67.8 18 2003 7510.77 1330 6090 69.5 67.8 72.8 64.5 67.6 19 2004 10630.05 1330 8668 98.7 96.8 74.1 91.0 68.9 20 2005 9099.89 1330 7627 87.1 83.3 74.6 78.1 69.4 21 2006 7790.93 1330 6675 76.2 69.1 74.3 66.9 69.2 22 2007 9595.59 1330 8041 91.8 89.0 75.0 82.4 69.9 23 2008 4962.39 1330 4018 45.7 42.9 73.6 42.5 68.6 24 2009 6956.71 1330 5593 63.8 62.7 73.1 59.7 68.2 25 2010 8519.72 1330 6955 79.4 75.8 73.2 73.1 68.4 26 2011 9572.66 1330 7768 88.7 87.2 73.8 82.2 69.0 27 2012 6778.12 1330 5618 64.0 61.4 73.3 58.0 68.6 28 2013 10422.78 1330 8682 99.1 97.5 74.2 89.5 69.3 29 2014 8767.06 1330 7002 79.9 78.0 74.3 75.2 69.6 30 2015 8408.87 1330 6584 75.2 72.8 74.3 72.2 69.6 31 2016 9991.47 1330 8013 91.2 87.0 74.7 85.5 70.2 32 2017 6352.00 1330 5245 59.9 55.2 74.1 54.5 69.7 33 2018 2316.68 1330 1832 20.9 23.5 72.5 19.9 68.1 34 2019 6402.31 1330 5227 59.7 55.4 72.0 55.0 67.7 35 2020 0.00 1330 0 0.0 0.0 69.8 0.0 65.7 36 2021 6229.83 1330 5161 58.9 53.8 69.4 53.5 65.4 | FLAMANVILLE-1 | PWR | P4 REP 1300 | Operational | 1330 | 1330 | 1382 | 3817 | 270.32 | ÉLECTRICITÉ DE FRANCE | ÉLECTRICITÉ DE FRANCE | 1979-12-01 | 1985-09-29 | 1985-12-04 | None | None | None | 1986-12-01 | 0.654 | 0.718 | 0.694 | 202
202 | FRANCE | Year Electricity Supplied [GW.h] Reference Unit Power [MW] Annual Time On Line [h] Operation Factor [%] Energy Availability Factor [%] Load Factor [%] Year Electricity Supplied [GW.h] Reference Unit Power [MW] Annual Time On Line [h] Operation Factor [%] Annual Cumulative Annual Cumulative 0 1986 1665.00 1290 1915 NaN NaN NaN NaN NaN 1 1987 7140.20 1290 6310 69.4 88.7 88.7 58.9 58.9 2 1988 7106.00 1330 5674 64.6 65.4 75.8 60.8 60.0 3 1989 4824.50 1330 3836 43.8 48.7 66.2 41.4 53.4 4 1990 7819.60 1330 6392 73.0 75.7 68.7 67.1 57.0 5 1991 7965.71 1330 6432 73.4 70.6 69.1 68.4 59.3 6 1992 8842.44 1330 6962 79.3 78.0 70.6 75.7 62.2 7 1993 7985.20 1330 6338 72.4 69.2 70.4 68.5 63.1 8 1994 8384.27 1330 6711 76.6 75.3 71.0 72.0 64.2 9 1995 8962.41 1330 7264 82.9 81.4 72.2 76.9 65.7 10 1996 9387.50 1330 7685 87.5 86.6 73.7 80.4 67.2 11 1997 8546.04 1330 7351 83.9 95.3 75.7 73.4 67.7 12 1998 5656.61 1330 4880 55.7 55.4 74.0 48.6 66.1 13 1999 7248.90 1330 6034 68.9 65.2 73.3 62.2 65.8 14 2000 9907.94 1330 8122 92.5 93.8 74.8 84.8 67.2 15 2001 8565.10 1330 6863 78.3 76.2 74.9 73.5 67.6 16 2002 8502.35 1330 6839 78.1 77.9 75.0 73.0 68.0 17 2003 10065.35 1330 8365 95.5 93.4 76.1 86.4 69.0 18 2004 7499.84 1330 6125 69.7 66.8 75.6 64.2 68.8 19 2005 9779.11 1330 7894 90.1 86.7 76.2 83.9 69.6 20 2006 10125.81 1330 8438 96.3 97.6 77.3 86.9 70.5 21 2007 8063.02 1330 7021 80.2 76.5 77.2 69.2 70.4 22 2008 6140.92 1330 5052 57.5 54.4 76.2 52.6 69.6 23 2009 9531.78 1330 8016 91.5 88.4 76.7 81.8 70.1 24 2010 7594.30 1330 6329 72.2 68.8 76.4 65.2 69.9 25 2011 9342.70 1330 7438 84.9 83.5 76.7 80.2 70.3 26 2012 10359.02 1330 8733 99.4 99.3 77.6 88.7 71.0 27 2013 7631.58 1330 6183 70.6 66.3 77.1 65.5 70.8 28 2014 9693.92 1330 7610 86.9 84.8 77.4 83.2 71.3 29 2015 7869.45 1330 6149 70.2 68.7 77.1 67.5 71.1 30 2016 9880.46 1330 8013 91.2 88.0 77.5 84.6 71.6 31 2017 7646.67 1330 6107 69.7 65.7 77.1 65.6 71.4 32 2018 10350.78 1330 8415 96.1 90.1 77.5 88.8 72.0 33 2019 236.76 1330 217 2.5 2.0 75.2 2.0 69.8 34 2020 404.48 1330 479 5.4 3.5 73.1 3.5 67.8 35 2021 10791.47 1330 8547 97.6 94.3 73.7 92.6 68.6 | FLAMANVILLE-2 | PWR | P4 REP 1300 | Operational | 1330 | 1330 | 1382 | 3817 | 281.95 | ÉLECTRICITÉ DE FRANCE | ÉLECTRICITÉ DE FRANCE | 1980-05-01 | 1986-06-12 | 1986-07-18 | None | None | None | 1987-03-09 | 0.686 | 0.745 | 0.737 | 203
203 | FRANCE | Year Electricity Supplied [GW.h] Reference Unit Power [MW] Annual Time On Line [h] Operation Factor [%] Energy Availability Factor [%] Load Factor [%] Year Electricity Supplied [GW.h] Reference Unit Power [MW] Annual Time On Line [h] Operation Factor [%] Annual Cumulative Annual Cumulative 0 1985 1290.30 1300 1698 NaN NaN NaN NaN NaN 1 1986 6722.90 1300 5449 54.1 66.4 66.4 51.1 51.1 2 1987 6101.60 1300 4944 56.4 56.2 60.3 53.6 52.6 3 1988 4562.00 1335 3721 42.4 82.4 68.7 38.9 47.4 4 1989 6781.29 1335 5907 67.4 63.5 67.3 58.0 50.3 5 1990 7799.06 1335 6295 71.9 68.6 67.6 66.7 53.8 6 1991 7935.34 1335 6380 72.8 73.3 68.6 67.8 56.3 7 1992 4812.15 1335 3775 43.0 42.1 64.6 41.0 54.0 8 1993 7376.03 1335 6010 68.6 65.8 64.7 63.1 55.2 9 1994 7575.62 1335 6777 77.4 93.8 68.1 64.8 56.3 10 1995 8535.72 1335 7197 82.2 78.2 69.2 73.0 58.0 11 1996 8126.62 1335 6950 79.1 83.1 70.5 69.3 59.1 12 1997 7112.76 1335 5833 66.6 63.6 69.9 60.8 59.2 13 1998 8255.92 1335 6802 77.6 90.0 71.5 70.6 60.2 14 1999 9240.59 1335 7656 87.4 85.7 72.5 79.0 61.5 15 2000 8027.83 1335 6494 73.9 71.4 72.4 68.5 62.0 16 2001 9298.49 1335 7843 89.5 89.6 73.5 79.5 63.1 17 2002 8768.82 1335 7275 83.0 79.6 73.9 75.0 63.8 18 2003 8691.94 1335 7029 80.2 78.0 74.1 74.3 64.4 19 2004 10127.42 1335 8283 94.3 95.3 75.3 86.4 65.6 20 2005 9697.02 1335 7949 90.7 86.0 75.8 82.9 66.5 21 2006 8882.10 1335 7342 83.8 78.4 75.9 76.0 67.0 22 2007 6342.04 1335 4987 56.9 54.6 75.0 54.2 66.4 23 2008 5610.15 1335 4577 52.1 49.2 73.8 47.8 65.5 24 2009 8681.78 1335 6881 78.6 74.6 73.8 74.2 65.9 25 2010 10759.91 1335 8465 96.6 92.3 74.6 92.0 67.0 26 2011 5946.79 1335 5202 59.4 54.6 73.8 50.8 66.3 27 2012 9171.05 1335 7422 84.5 82.8 74.2 78.2 66.8 28 2013 10069.65 1335 8498 97.0 97.4 75.0 86.1 67.5 29 2014 6739.26 1335 5918 67.6 72.4 74.9 57.6 67.1 30 2015 9047.80 1335 7538 86.0 81.1 75.1 77.4 67.5 31 2016 9010.70 1335 8069 91.9 86.5 75.5 76.8 67.8 32 2017 5900.57 1335 5100 58.2 51.4 74.7 50.5 67.2 33 2018 8028.05 1335 6361 72.6 69.7 74.6 68.6 67.3 34 2019 10312.99 1335 8456 96.5 89.5 75.0 88.2 67.9 35 2020 7603.38 1335 6035 68.7 65.5 74.7 64.8 67.8 36 2021 9770.53 1335 7586 86.6 84.9 75.0 83.6 68.3 | ST. ALBAN-1 | PWR | P4 REP 1300 | Operational | 1335 | 1335 | 1381 | 3817 | 288.76 | ÉLECTRICITÉ DE FRANCE | ÉLECTRICITÉ DE FRANCE | 1979-01-29 | 1985-08-04 | 1985-08-30 | None | None | None | 1986-05-01 | 0.683 | 0.751 | 0.75 | 204
204 | FRANCE | Year Electricity Supplied [GW.h] Reference Unit Power [MW] Annual Time On Line [h] Operation Factor [%] Energy Availability Factor [%] Load Factor [%] Year Electricity Supplied [GW.h] Reference Unit Power [MW] Annual Time On Line [h] Operation Factor [%] Annual Cumulative Annual Cumulative 0 1986 1084.60 1300 1485 NaN NaN NaN NaN NaN 1 1987 6952.20 1300 6094 68.3 79.0 79.0 59.1 59.1 2 1988 5185.00 1335 4308 49.0 46.5 61.1 44.2 50.9 3 1989 6126.50 1335 4806 54.9 56.2 59.4 52.4 51.4 4 1990 6070.64 1335 5146 58.7 56.5 58.6 51.9 51.6 5 1991 7962.55 1335 6484 74.0 71.1 61.2 68.1 55.0 6 1992 6375.15 1335 5405 61.5 62.3 61.4 54.4 54.9 7 1993 6433.10 1335 6121 69.9 83.1 64.6 55.0 54.9 8 1994 7125.76 1335 6074 69.3 73.0 65.7 60.9 55.7 9 1995 7751.41 1335 6763 77.2 72.7 66.5 66.3 56.9 10 1996 8344.63 1335 7247 82.5 79.7 67.8 71.2 58.3 11 1997 8049.72 1335 7072 80.7 91.8 70.0 68.8 59.3 12 1998 6555.74 1335 5654 64.5 63.2 69.4 56.1 59.0 13 1999 8606.97 1335 7188 82.0 79.3 70.2 73.6 60.2 14 2000 8729.60 1335 7202 82.0 79.0 70.8 74.4 61.2 15 2001 8654.77 1335 7657 87.4 91.3 72.2 74.0 62.1 16 2002 8290.64 1335 6950 79.3 75.2 72.4 70.9 62.6 17 2003 9254.77 1335 7558 86.3 83.0 73.0 79.1 63.6 18 2004 10476.49 1335 8709 99.2 97.7 74.4 89.3 65.0 19 2005 7237.98 1335 6361 72.6 65.2 74.0 61.9 64.9 20 2006 7584.24 1335 6292 71.8 67.4 73.6 64.8 64.9 21 2007 10476.05 1335 8660 98.9 95.0 74.6 89.6 66.1 22 2008 6270.91 1335 5320 60.6 54.7 73.7 53.5 65.5 23 2009 8753.18 1335 7052 80.5 78.4 73.9 74.8 65.9 24 2010 8297.53 1335 6659 76.0 73.0 73.9 71.0 66.1 25 2011 10599.69 1335 8474 96.7 94.1 74.7 90.6 67.1 26 2012 8662.28 1335 7044 80.2 77.4 74.8 73.9 67.4 27 2013 7287.87 1335 6032 68.9 66.5 74.5 62.3 67.2 28 2014 10438.17 1335 8684 99.1 96.6 75.3 89.3 68.0 29 2015 9426.74 1335 7930 90.5 85.7 75.7 80.6 68.4 30 2016 8339.93 1335 7056 80.3 75.0 75.6 71.1 68.5 31 2017 8493.06 1335 7023 80.2 77.6 75.7 72.6 68.6 32 2018 5530.66 1335 4805 54.8 48.8 74.9 47.3 68.0 33 2019 8171.02 1335 6622 75.6 72.8 74.8 69.9 68.0 34 2020 9928.37 1335 8649 98.5 94.2 75.4 84.7 68.5 35 2021 9517.07 1335 7697 87.9 82.8 75.6 81.4 68.9 | ST. ALBAN-2 | PWR | P4 REP 1300 | Operational | 1335 | 1335 | 1381 | 3817 | 283.05 | ÉLECTRICITÉ DE FRANCE | ÉLECTRICITÉ DE FRANCE | 1979-07-31 | 1986-06-07 | 1986-07-03 | None | None | None | 1987-03-01 | 0.689 | 0.772 | 0.756 | 205
205 | FRANCE | Year Electricity Supplied [GW.h] Reference Unit Power [MW] Annual Time On Line [h] ... Energy Availability Factor [%] Load Factor [%] Year Electricity Supplied [GW.h] Reference Unit Power [MW] Annual Time On Line [h] ... Annual Cumulative Annual Cumulative 0 1967 Data Not Provided Data Not Provided Data Not Provided ... Data Not Provided Data Not Provided Data Not Provided Data Not Provided 1 1968 " " " ... " " " " 2 1969 " " " ... " " " " 3 1970 1314.000 282 5209 ... 53.2 NC 53.2 NC 4 1971 1930.000 282 6905 ... 78.8 NC 78.1 NC 5 1972 2139.700 288 7471 ... 84.6 72.3 84.6 72.1 6 1973 2028.200 280 7534 ... 83.4 75.0 84.2 75.0 7 1974 1475.100 280 5409 ... 59.7 72.0 60.1 72.1 8 1975 2015.700 305 6832 ... 76.1 72.7 75.4 72.7 9 1976 1364.000 305 5536 ... 53.4 69.8 50.9 69.4 10 1977 2462.000 305 8145 ... 90.8 72.5 92.2 72.4 11 1978 2012.000 305 6734 ... 74.2 72.7 75.3 72.7 12 1979 1686.000 305 5841 ... 61.3 71.5 63.1 71.7 13 1980 1817.000 305 5921 ... 66.9 71.1 67.8 71.3 14 1981 1824.900 305 6016 ... 67.6 70.8 68.3 71.1 15 1982 2022.400 305 6931 ... 75.9 71.2 75.7 71.4 16 1983 1902.000 305 6707 ... 74.3 71.4 71.2 71.4 17 1984 1918.000 305 6607 ... 72.3 71.5 71.6 71.4 18 1985 1688.570 305 5736 ... 63.0 71.0 63.2 70.9 19 1986 1368.180 305 4634 ... 51.7 69.8 51.2 69.7 20 1987 825.920 305 2697 ... 30.7 67.6 30.9 67.5 21 1988 1734.240 305 5869 ... 65.0 67.4 64.7 67.4 22 1989 1627.880 305 5818 ... 61.4 67.1 60.9 67.0 23 1990 1481.880 305 6496 ... 55.6 66.6 55.5 66.5 24 1991 1332.680 305 6799 ... 60.1 66.3 59.9 66.2 [25 rows x 9 columns] | CHOOZ-A (ARDENNES) | PWR | CHOOZ-A | Permanent Shutdown | 280 | 305 | 320 | 1040 | 38.60 | ÉLECTRICITÉ DE FRANCE | None | 1962-01-01 | 1966-10-18 | 1967-04-03 | None | None | 1991-10-30 | 1967-04-15 | 0.662 | 0.71 | 0.663 | 206
206 | FRANCE | Year Electricity Supplied [GW.h] Reference Unit Power [MW] Annual Time On Line [h] Operation Factor [%] Energy Availability Factor [%] Load Factor [%] Year Electricity Supplied [GW.h] Reference Unit Power [MW] Annual Time On Line [h] Operation Factor [%] Annual Cumulative Annual Cumulative 0 1986 221.20 1265 665 NaN NaN NaN NaN NaN 1 1987 7429.80 1265 6393 68.4 68.8 68.8 65.5 65.5 2 1988 5283.00 1300 4369 49.7 47.4 56.4 46.3 54.4 3 1989 6802.43 1300 5548 63.3 60.3 57.8 59.7 56.4 4 1990 7781.88 1300 6710 76.6 75.3 62.5 68.3 59.6 5 1991 1509.28 1300 1336 15.2 13.5 52.2 13.2 49.8 6 1992 7933.30 1300 6595 75.1 71.0 55.5 69.5 53.2 7 1993 6956.55 1300 5608 64.0 61.5 56.4 61.1 54.4 8 1994 6775.45 1300 6006 68.6 64.0 57.3 59.5 55.0 9 1995 6634.25 1300 6346 72.4 59.5 57.6 58.3 55.4 10 1996 9539.24 1300 7783 88.6 87.3 60.6 83.5 58.3 11 1997 8688.94 1300 7374 84.2 81.4 62.6 76.3 60.0 12 1998 9365.85 1300 7644 87.3 85.6 64.5 82.2 61.9 13 1999 8273.01 1300 7028 80.2 76.3 65.5 72.6 62.7 14 2000 8053.79 1300 6873 78.2 78.1 66.4 70.5 63.3 15 2001 9220.15 1300 8094 92.4 96.4 68.4 81.0 64.5 16 2002 8270.16 1300 7011 80.0 79.2 69.1 72.6 65.0 17 2003 8530.97 1300 7150 81.6 78.4 69.7 74.9 65.6 18 2004 9764.16 1300 8583 97.7 96.4 71.2 85.5 66.7 19 2005 9323.78 1300 7919 90.4 83.2 71.8 81.9 67.5 20 2006 7448.99 1300 6480 74.0 68.6 71.6 65.4 67.4 21 2007 9696.23 1300 8426 96.2 92.4 72.7 85.1 68.3 22 2008 9022.88 1300 7881 89.7 79.2 73.0 79.0 68.8 23 2009 7612.66 1300 6261 71.5 68.4 72.8 66.8 68.7 24 2010 9864.05 1300 7948 90.7 87.6 73.4 86.6 69.4 25 2011 10033.88 1300 8538 97.5 96.7 74.3 88.1 70.2 26 2012 6818.80 1300 5738 65.3 60.3 73.8 59.7 69.8 27 2013 6624.72 1300 5440 62.1 59.2 73.2 58.2 69.4 28 2014 10106.20 1300 8421 96.1 96.5 74.1 88.7 70.1 29 2015 7013.40 1300 5683 64.9 62.0 73.6 61.6 69.8 30 2016 6428.77 1300 5371 61.2 56.6 73.1 56.3 69.3 31 2017 9134.86 1300 7393 84.4 82.5 73.4 80.2 69.7 32 2018 8198.29 1300 6694 76.4 72.0 73.3 72.0 69.7 33 2019 6861.87 1300 5497 62.8 60.4 72.9 60.3 69.4 34 2020 8894.78 1300 7835 89.2 85.5 73.3 77.9 69.7 35 2021 7533.87 1300 6204 70.8 66.2 73.1 66.2 69.6 | CATTENOM-1 | PWR | P4 REP 1300 | Operational | 1300 | 1300 | 1362 | 3817 | 276.65 | ÉLECTRICITÉ DE FRANCE | ÉLECTRICITÉ DE FRANCE | 1979-10-29 | 1986-10-24 | 1986-11-13 | None | None | None | 1987-04-01 | 0.696 | 0.762 | 0.731 | 207
207 | FRANCE | Year Electricity Supplied [GW.h] Reference Unit Power [MW] Annual Time On Line [h] Operation Factor [%] Energy Availability Factor [%] Load Factor [%] Year Electricity Supplied [GW.h] Reference Unit Power [MW] Annual Time On Line [h] Operation Factor [%] Annual Cumulative Annual Cumulative 0 1984 876.00 910 1573 NaN NaN NaN NaN NaN 1 1985 6768.40 910 7785 88.9 90.0 90.0 84.9 84.9 2 1986 5152.60 910 6673 76.2 75.2 82.6 64.6 74.8 3 1987 5236.50 910 6818 77.8 80.6 82.0 65.7 71.7 4 1988 4964.00 910 6306 71.8 71.8 79.4 62.1 69.3 5 1989 6020.57 910 7198 82.2 80.6 79.6 75.5 70.6 6 1990 5992.77 910 7367 84.1 80.7 79.8 75.2 71.3 7 1991 5276.17 910 6352 72.5 69.6 78.4 66.2 70.6 8 1992 6308.02 910 7361 83.8 82.6 78.9 78.9 71.6 9 1993 6180.53 910 7290 83.2 78.6 78.9 77.5 72.3 10 1994 5793.25 910 7147 81.6 83.2 79.3 72.7 72.3 11 1995 6180.98 910 7704 88.0 86.0 79.9 77.5 72.8 12 1996 5495.18 910 6652 75.7 72.1 79.3 68.8 72.5 13 1997 6429.86 910 7586 86.6 86.1 79.8 80.7 73.1 14 1998 6884.31 910 8286 94.6 95.8 80.9 86.4 74.0 15 1999 5124.26 910 6127 69.9 67.0 80.0 64.3 73.4 16 2000 5985.50 910 7444 84.7 81.4 80.1 74.9 73.5 17 2001 5762.64 910 6990 79.8 78.2 80.0 72.3 73.4 18 2002 6423.39 910 7662 87.5 84.7 80.2 80.6 73.8 19 2003 6473.43 910 7518 85.8 84.3 80.5 81.2 74.2 20 2004 6613.48 910 7836 89.2 86.2 80.8 82.7 74.6 21 2005 6410.04 910 7524 85.9 81.7 80.8 80.4 74.9 22 2006 5313.17 910 6313 72.1 68.8 80.2 66.6 74.5 23 2007 6510.19 910 7592 86.7 83.5 80.4 81.7 74.8 24 2008 6357.76 910 7352 83.7 81.2 80.4 79.5 75.0 25 2009 6652.21 910 7846 89.6 85.5 80.6 83.4 75.4 26 2010 6228.43 910 7120 81.3 79.3 80.6 78.1 75.5 27 2011 6859.22 910 7807 89.1 87.0 80.8 86.0 75.9 28 2012 5099.17 910 5943 67.7 64.3 80.2 63.8 75.4 29 2013 6635.01 910 7427 84.8 83.5 80.3 83.2 75.7 30 2014 6114.63 910 6972 79.6 77.2 80.2 76.7 75.7 31 2015 6727.72 910 7810 89.2 87.2 80.5 84.4 76.0 32 2016 2133.02 910 2378 27.1 27.0 78.8 26.7 74.5 33 2017 2547.59 910 3150 36.0 32.1 77.4 32.0 73.2 34 2018 6253.07 910 7131 81.4 78.9 77.4 78.4 73.3 35 2019 4192.74 910 4915 56.1 53.3 76.7 52.6 72.8 36 2020 5493.20 910 6571 74.8 71.2 76.6 68.7 72.6 37 2021 5293.14 910 6199 70.8 70.0 76.4 66.4 72.5 | GRAVELINES-5 | PWR | CP1 | Operational | 910 | 910 | 951 | 2785 | 215.04 | ÉLECTRICITÉ DE FRANCE | ÉLECTRICITÉ DE FRANCE | 1979-10-01 | 1984-08-05 | 1984-08-28 | None | None | None | 1985-01-15 | 0.725 | 0.784 | 0.764 | 208
208 | FRANCE | Year Electricity Supplied [GW.h] Reference Unit Power [MW] Annual Time On Line [h] Operation Factor [%] Energy Availability Factor [%] Load Factor [%] Year Electricity Supplied [GW.h] Reference Unit Power [MW] Annual Time On Line [h] Operation Factor [%] Annual Cumulative Annual Cumulative 0 1985 2337.10 910 3111 97.6 97.3 97.3 94.7 94.7 1 1986 5540.40 910 6677 76.2 75.9 78.9 69.5 73.1 2 1987 5583.90 910 7031 80.3 80.1 79.5 70.0 71.7 3 1988 6490.00 910 7453 84.8 81.4 80.1 81.2 74.7 4 1989 5177.26 910 6274 71.6 71.1 77.9 65.0 72.4 5 1990 6120.26 910 7553 86.2 87.1 79.7 76.8 73.2 6 1991 5888.22 910 6953 79.4 77.5 79.4 73.9 73.3 7 1992 5085.13 910 6246 71.1 69.0 77.9 63.6 72.0 8 1993 5293.57 910 6751 77.1 73.4 77.4 66.4 71.3 9 1994 6053.73 910 7487 85.5 83.9 78.1 75.9 71.8 10 1995 6769.36 910 7922 90.4 88.8 79.1 84.9 73.1 11 1996 6609.47 910 7755 88.3 86.4 79.8 82.7 73.9 12 1997 4545.45 910 5437 62.1 59.5 78.1 57.0 72.6 13 1998 6531.81 910 7746 88.4 86.1 78.7 81.9 73.3 14 1999 6141.43 910 7222 82.4 80.3 78.8 77.0 73.5 15 2000 6720.94 910 7887 89.8 87.0 79.4 84.1 74.2 16 2001 6148.66 910 7265 82.9 80.2 79.4 77.1 74.4 17 2002 6690.91 910 7784 88.9 86.0 79.8 83.9 75.0 18 2003 6462.57 910 7410 84.6 82.5 80.0 81.1 75.3 19 2004 6936.10 910 7850 89.4 86.8 80.3 86.8 75.9 20 2005 6536.49 910 7511 85.7 82.4 80.4 82.0 76.2 21 2006 7058.37 910 7907 90.3 88.2 80.8 88.5 76.8 22 2007 5455.66 910 6087 69.5 68.4 80.2 68.4 76.4 23 2008 5792.75 910 6383 72.7 71.5 79.8 72.5 76.2 24 2009 7108.24 910 7866 89.8 89.0 80.2 89.2 76.8 25 2010 6363.90 910 7125 81.3 80.2 80.2 79.8 76.9 26 2011 7101.91 910 7859 89.7 89.2 80.6 89.1 77.4 27 2012 6115.18 910 6810 77.5 76.3 80.4 76.5 77.3 28 2013 6773.04 910 7544 86.1 84.3 80.5 85.0 77.6 29 2014 5768.07 910 6619 75.6 74.9 80.4 72.4 77.4 30 2015 6824.41 910 7703 87.9 85.5 80.5 85.6 77.7 31 2016 6544.45 910 7506 85.4 82.5 80.6 81.9 77.8 32 2017 5875.43 910 6627 75.6 72.8 80.4 73.7 77.7 33 2018 3320.31 910 3714 42.4 41.2 79.2 41.6 76.6 34 2019 6947.55 910 7703 87.9 87.1 79.4 87.2 76.9 35 2020 4343.71 910 4880 55.6 54.6 78.7 54.3 76.3 36 2021 5250.30 910 5755 65.7 65.2 78.3 65.9 76.0 | GRAVELINES-6 | PWR | CP1 | Operational | 910 | 910 | 951 | 2785 | 220.52 | ÉLECTRICITÉ DE FRANCE | ÉLECTRICITÉ DE FRANCE | 1979-10-01 | 1985-07-21 | 1985-08-01 | None | None | None | 1985-10-25 | 0.76 | 0.8 | 0.783 | 209
209 | FRANCE | Year Electricity Supplied [GW.h] Reference Unit Power [MW] Annual Time On Line [h] Operation Factor [%] Energy Availability Factor [%] Load Factor [%] Year Electricity Supplied [GW.h] Reference Unit Power [MW] Annual Time On Line [h] Operation Factor [%] Annual Cumulative Annual Cumulative 0 1987 1317.00 1265 1700 NaN NaN NaN NaN NaN 1 1988 8138.00 1300 7156 81.9 90.8 90.8 71.4 71.4 2 1989 1765.48 1300 1452 16.6 15.5 51.5 15.5 42.2 3 1990 8137.59 1300 6670 76.1 82.7 62.2 71.5 52.2 4 1991 7543.13 1300 6472 73.9 68.2 63.7 66.2 55.8 5 1992 8134.30 1300 6752 76.9 72.4 65.5 71.2 59.0 6 1993 8626.96 1300 6990 79.8 76.2 67.3 75.8 61.8 7 1994 8526.27 1300 7158 81.7 77.7 68.8 74.9 63.7 8 1995 8603.72 1300 7138 81.5 78.3 70.0 75.6 65.2 9 1996 9018.10 1300 7804 88.8 98.1 73.2 79.0 66.7 10 1997 8487.38 1300 7503 85.6 82.2 74.1 74.5 67.5 11 1998 7259.47 1300 6144 70.1 68.0 73.5 63.8 67.2 12 1999 9367.49 1300 7781 88.8 87.3 74.7 82.3 68.4 13 2000 9164.30 1300 7868 89.6 88.6 75.8 80.2 69.4 14 2001 8649.04 1300 7033 80.3 77.5 75.9 76.0 69.8 15 2002 8288.00 1300 6918 79.0 76.9 75.9 72.8 70.0 16 2003 10197.46 1300 8217 93.8 93.4 77.0 89.6 71.2 17 2004 7368.16 1300 6183 70.4 66.8 76.4 64.5 70.8 18 2005 9247.81 1300 7845 89.6 84.6 76.9 81.2 71.4 19 2006 9870.28 1300 8626 98.5 96.1 77.9 86.7 72.2 20 2007 9526.50 1300 7758 88.6 85.7 78.3 83.6 72.8 21 2008 7707.77 1300 6356 72.4 69.4 77.9 67.5 72.6 22 2009 9460.92 1300 7845 89.6 85.1 78.2 83.1 73.0 23 2010 8866.22 1300 8001 91.3 89.4 78.7 77.9 73.2 24 2011 7188.84 1300 5995 68.4 64.3 78.1 63.1 72.8 25 2012 7149.60 1300 5981 68.1 65.5 77.6 62.6 72.4 26 2013 9766.15 1300 7830 89.4 86.6 77.9 85.8 72.9 27 2014 7475.58 1300 6535 74.6 72.9 77.8 65.6 72.7 28 2015 9474.83 1300 7870 89.8 86.8 78.1 83.2 73.0 29 2016 10129.04 1300 8664 98.6 94.5 78.6 88.7 73.6 30 2017 7853.19 1300 6649 75.9 72.5 78.4 69.0 73.4 31 2018 5487.63 1300 4386 50.1 48.5 77.5 48.2 72.6 32 2019 9366.77 1300 8046 91.8 88.7 77.8 82.2 72.9 33 2020 5634.04 1300 4699 53.5 50.3 77.0 49.3 72.2 34 2021 7351.90 1300 6220 71.0 69.1 76.8 64.6 72.0 | CATTENOM-2 | PWR | P4 REP 1300 | Operational | 1300 | 1300 | 1362 | 3817 | 280.44 | ÉLECTRICITÉ DE FRANCE | ÉLECTRICITÉ DE FRANCE | 1980-07-28 | 1987-08-07 | 1987-09-17 | None | None | None | 1988-02-01 | 0.72 | 0.787 | 0.768 | 210
210 | FRANCE | Year Electricity Supplied [GW.h] Reference Unit Power [MW] Annual Time On Line [h] Operation Factor [%] Energy Availability Factor [%] Load Factor [%] Year Electricity Supplied [GW.h] Reference Unit Power [MW] Annual Time On Line [h] Operation Factor [%] Annual Cumulative Annual Cumulative 0 1987 622.00 1310 1184 NaN NaN NaN NaN NaN 1 1988 6283.00 1310 6478 86.1 85.8 85.8 64.4 64.4 2 1989 5152.56 1310 4244 48.4 46.0 60.7 44.9 52.1 3 1990 7914.26 1310 6408 73.2 71.2 64.7 69.0 58.6 4 1991 8660.21 1310 7092 81.0 79.3 68.8 75.5 63.3 5 1992 8494.33 1310 7600 86.5 91.2 73.7 73.8 65.6 6 1993 7921.46 1310 6873 78.5 71.2 73.2 69.0 66.2 7 1994 6575.76 1310 5848 66.8 64.0 71.8 57.3 64.9 8 1995 7740.91 1310 6796 77.6 73.4 72.0 67.5 65.2 9 1996 7365.06 1310 6002 68.3 76.5 72.6 64.0 65.1 10 1997 9785.27 1310 8294 94.7 93.2 74.7 85.3 67.2 11 1998 5740.91 1310 4865 55.5 51.2 72.5 50.0 65.6 12 1999 9580.49 1310 7957 90.8 90.4 74.0 83.5 67.1 13 2000 4238.57 1310 3459 39.4 37.9 71.2 36.8 64.7 14 2001 9564.53 1310 7774 88.7 86.8 72.3 83.4 66.1 15 2002 9567.30 1310 8447 96.4 98.9 74.1 83.4 67.2 16 2003 8401.73 1310 6871 78.4 75.4 74.2 73.2 67.6 17 2004 9291.01 1310 7645 87.0 88.0 75.1 80.7 68.4 18 2005 10236.41 1310 8646 98.7 97.1 76.3 89.2 69.6 19 2006 7926.72 1310 6870 78.4 74.8 76.2 69.1 69.6 20 2007 8512.07 1310 7213 82.3 75.8 76.2 74.2 69.8 21 2008 6304.96 1310 5615 63.9 55.2 75.2 54.8 69.1 22 2009 10402.30 1310 8350 95.3 92.1 76.0 90.6 70.1 23 2010 6650.30 1310 5370 61.3 58.2 75.2 58.0 69.5 24 2011 7876.28 1310 6525 74.5 71.8 75.0 68.6 69.5 25 2012 10483.62 1310 8691 98.9 97.0 75.9 91.1 70.4 26 2013 8658.64 1310 7309 83.4 80.2 76.1 75.4 70.6 27 2014 7723.74 1310 6391 73.0 70.7 75.9 67.3 70.5 28 2015 10451.61 1310 8660 98.9 98.3 76.7 91.1 71.2 29 2016 8593.89 1310 7106 80.9 75.6 76.7 74.7 71.3 30 2017 6191.21 1310 4991 57.0 54.9 75.9 54.0 70.7 31 2018 9375.77 1310 7412 84.6 82.2 76.1 81.7 71.1 32 2019 10111.20 1310 8130 92.8 91.0 76.6 88.1 71.6 33 2020 4590.82 1310 3767 42.9 40.1 75.5 39.9 70.7 34 2021 9643.04 1310 7845 89.6 85.6 75.8 84.0 71.1 | BELLEVILLE-1 | PWR | P4 REP 1300 | Operational | 1310 | 1310 | 1363 | 3817 | 276.89 | ÉLECTRICITÉ DE FRANCE | ÉLECTRICITÉ DE FRANCE | 1980-05-01 | 1987-09-09 | 1987-10-14 | None | None | None | 1988-06-01 | 0.711 | 0.78 | 0.758 | 211
211 | FRANCE | Year Electricity Supplied [GW.h] Reference Unit Power [MW] Annual Time On Line [h] Operation Factor [%] Energy Availability Factor [%] Load Factor [%] Year Electricity Supplied [GW.h] Reference Unit Power [MW] Annual Time On Line [h] Operation Factor [%] Annual Cumulative Annual Cumulative 0 1988 2087.00 1310 2477 NaN NaN NaN NaN NaN 1 1989 8505.66 1310 7419 84.7 86.6 86.6 74.1 74.1 2 1990 6323.98 1310 5350 61.1 56.9 71.8 55.1 64.6 3 1991 7876.29 1310 6578 75.1 70.3 71.3 68.6 66.0 4 1992 8262.05 1310 6904 78.6 75.3 72.3 71.8 67.4 5 1993 8871.34 1310 7435 84.9 80.1 73.8 77.3 69.4 6 1994 8241.32 1310 7122 81.3 76.9 74.4 71.8 69.8 7 1995 7960.50 1310 7438 84.9 97.5 77.7 69.4 69.7 8 1996 7229.81 1310 6666 75.9 71.2 76.8 62.8 68.9 9 1997 8508.10 1310 7339 83.8 82.0 77.4 74.1 69.5 10 1998 5068.01 1310 4239 48.4 45.0 74.2 44.2 66.9 11 1999 4899.26 1310 4040 46.1 43.3 71.4 42.7 64.7 12 2000 9882.48 1310 8271 94.2 96.7 73.5 85.9 66.5 13 2001 8457.97 1310 6935 79.2 78.6 73.9 73.7 67.0 14 2002 9378.75 1310 7687 87.8 84.3 74.6 81.7 68.1 15 2003 8624.72 1310 7135 81.4 79.4 75.0 75.2 68.6 16 2004 10202.59 1310 8621 98.1 97.0 76.3 88.7 69.8 17 2005 9242.31 1310 7767 88.6 84.4 76.8 80.5 70.4 18 2006 8743.63 1310 7309 83.4 79.1 76.9 76.2 70.8 19 2007 9516.03 1310 7895 90.1 88.6 77.6 82.9 71.4 20 2008 9734.88 1310 8327 94.8 92.4 78.3 84.6 72.1 21 2009 6310.85 1310 5166 59.0 55.6 77.2 55.0 71.3 22 2010 7869.74 1310 6361 72.6 70.0 76.9 68.6 71.1 23 2011 10390.88 1310 8727 99.6 96.1 77.7 90.6 72.0 24 2012 8959.34 1310 7456 84.9 81.9 77.9 77.9 72.2 25 2013 7480.48 1310 6273 71.6 69.4 77.6 65.2 72.0 26 2014 10177.69 1310 8753 99.9 98.9 78.4 88.7 72.6 27 2015 9264.45 1310 7444 85.0 81.5 78.5 80.7 72.9 28 2016 8068.56 1310 6779 77.2 72.6 78.3 70.1 72.8 29 2017 8376.52 1310 6633 75.7 75.0 78.2 73.0 72.8 30 2018 7508.77 1310 6173 70.5 65.8 77.8 65.4 72.6 31 2019 4402.58 1310 3481 39.7 38.6 76.5 38.4 71.4 32 2020 10421.33 1310 8606 98.0 95.8 77.1 90.6 72.0 33 2021 8432.45 1310 6773 77.3 74.5 77.0 73.5 72.1 | BELLEVILLE-2 | PWR | P4 REP 1300 | Operational | 1310 | 1310 | 1363 | 3817 | 275.41 | ÉLECTRICITÉ DE FRANCE | ÉLECTRICITÉ DE FRANCE | 1980-08-01 | 1988-05-25 | 1988-07-06 | None | None | None | 1989-01-01 | 0.721 | 0.792 | 0.77 | 212
212 | FRANCE | Year Electricity Supplied [GW.h] Reference Unit Power [MW] Annual Time On Line [h] Operation Factor [%] Energy Availability Factor [%] Load Factor [%] Year Electricity Supplied [GW.h] Reference Unit Power [MW] Annual Time On Line [h] Operation Factor [%] Annual Cumulative Annual Cumulative 0 1986 596.80 870 1190 NaN NaN NaN NaN NaN 1 1987 4120.60 870 5311 59.7 67.6 67.6 52.0 52.0 2 1988 4413.00 905 5354 61.0 58.9 62.8 55.5 54.0 3 1989 5028.58 905 6125 69.9 77.8 68.1 63.4 57.3 4 1990 5417.63 905 6274 71.6 69.1 68.4 68.3 60.2 5 1991 7026.39 905 8204 93.6 90.7 73.0 88.6 66.1 6 1992 6091.45 905 7468 85.0 85.6 75.2 76.6 67.9 7 1993 5600.75 905 6827 77.9 72.6 74.8 70.6 68.3 8 1994 5064.02 905 6325 72.2 75.4 74.9 63.9 67.8 9 1995 6005.65 905 7177 81.9 82.5 75.8 75.8 68.7 10 1996 6277.96 905 7761 88.4 86.9 76.9 79.0 69.7 11 1997 5816.77 905 7249 82.8 85.1 77.6 73.4 70.1 12 1998 6345.64 905 7472 85.3 81.3 78.0 80.0 70.9 13 1999 5601.97 905 6656 76.0 72.2 77.5 70.7 70.9 14 2000 6330.11 905 7386 84.1 82.5 77.9 79.6 71.5 15 2001 6318.00 905 7665 87.5 84.8 78.3 79.7 72.1 16 2002 6720.45 905 7971 91.0 87.6 78.9 84.8 72.9 17 2003 5807.75 905 6954 79.4 77.6 78.8 73.3 72.9 18 2004 5784.36 905 7444 84.7 82.3 79.0 72.8 72.9 19 2005 5595.37 905 7287 83.2 76.5 78.9 70.6 72.8 20 2006 6369.75 905 7930 90.5 86.3 79.3 80.4 73.2 21 2007 6061.29 905 7310 83.4 77.9 79.2 76.5 73.3 22 2008 6498.11 905 7760 88.3 82.3 79.4 81.7 73.7 23 2009 3433.46 905 4114 47.0 43.4 77.8 43.3 72.4 24 2010 6488.82 905 7485 85.4 82.4 78.0 81.8 72.8 25 2011 6043.83 905 6906 78.8 77.6 78.0 76.2 72.9 26 2012 6770.53 905 7662 87.2 85.9 78.3 85.2 73.4 27 2013 5930.23 905 6823 77.9 75.3 78.2 74.8 73.4 28 2014 6733.16 905 7711 88.0 86.6 78.5 84.9 73.8 29 2015 5735.52 905 6515 74.4 72.8 78.3 72.4 73.8 30 2016 6806.55 905 7949 90.5 87.4 78.6 85.6 74.2 31 2017 6070.41 905 7079 80.8 78.9 78.6 76.6 74.3 32 2018 6593.67 905 7668 87.5 84.7 78.8 83.2 74.6 33 2019 4795.66 905 5526 63.1 62.1 78.3 60.5 74.1 34 2020 4848.50 905 6046 68.8 67.6 78.0 61.0 73.7 35 2021 5119.31 905 6022 68.7 66.2 77.6 64.6 73.5 | CHINON B-3 | PWR | CP2 | Operational | 905 | 905 | 954 | 2785 | 203.84 | ÉLECTRICITÉ DE FRANCE | ÉLECTRICITÉ DE FRANCE | 1980-10-01 | 1986-09-18 | 1986-10-20 | None | None | None | 1987-03-04 | 0.735 | 0.794 | 0.776 | 213
213 | FRANCE | Year Electricity Supplied [GW.h] Reference Unit Power [MW] Annual Time On Line [h] Operation Factor [%] Energy Availability Factor [%] Load Factor [%] Year Electricity Supplied [GW.h] Reference Unit Power [MW] Annual Time On Line [h] Operation Factor [%] Annual Cumulative Annual Cumulative 0 1987 13.00 870 236 NaN NaN NaN NaN NaN 1 1988 4410.00 905 5897 67.8 86.2 86.2 56.4 56.4 2 1989 4688.12 905 5664 64.7 60.4 71.5 59.1 57.9 3 1990 6098.01 905 7003 79.9 77.0 73.5 76.9 64.8 4 1991 6339.97 905 7204 82.2 79.2 75.0 80.0 68.9 5 1992 6387.95 905 7544 85.9 82.8 76.7 80.4 71.3 6 1993 6016.91 905 7359 84.0 80.1 77.3 75.9 72.1 7 1994 5935.09 905 7196 82.2 81.2 77.8 74.9 72.5 8 1995 6566.02 905 7805 89.1 87.9 79.1 82.8 73.8 9 1996 6574.24 905 7764 88.4 87.0 80.0 82.7 74.8 10 1997 6345.37 905 7795 89.0 85.6 80.6 80.0 75.4 11 1998 5940.13 905 7326 83.6 80.2 80.6 74.9 75.3 12 1999 5596.27 905 7059 80.6 88.2 81.2 70.6 74.9 13 2000 5110.70 905 6445 73.4 72.9 80.6 64.3 74.1 14 2001 5764.99 905 7078 80.8 79.9 80.5 72.7 74.0 15 2002 6321.31 905 7584 86.6 84.0 80.8 79.7 74.4 16 2003 6431.76 905 7811 89.2 86.6 81.1 81.1 74.8 17 2004 5513.22 905 6883 78.4 74.9 80.8 69.4 74.5 18 2005 5356.45 905 7030 80.2 69.7 80.1 67.6 74.1 19 2006 6368.95 905 7558 86.3 83.3 80.3 80.3 74.4 20 2007 6485.73 905 7691 87.8 84.8 80.5 81.8 74.8 21 2008 5863.53 905 6881 78.3 75.6 80.3 73.8 74.8 22 2009 5250.85 905 6232 71.1 67.4 79.7 66.2 74.4 23 2010 4302.57 905 4902 56.0 54.3 78.6 54.3 73.5 24 2011 6790.85 905 7868 89.8 86.4 78.9 85.7 74.0 25 2012 6125.00 905 6958 79.2 77.5 78.9 77.0 74.1 26 2013 6660.90 905 7573 86.4 84.9 79.1 84.0 74.5 27 2014 6071.89 905 7092 81.0 78.9 79.1 76.6 74.6 28 2015 6944.68 905 7944 90.7 88.9 79.4 87.6 75.0 29 2016 6037.90 905 7119 81.0 76.2 79.3 76.0 75.1 30 2017 6630.00 905 7624 87.0 85.2 79.5 83.6 75.4 31 2018 5530.08 905 6388 72.9 71.1 79.3 69.8 75.2 32 2019 6839.72 905 7843 89.5 87.0 79.5 86.3 75.5 33 2020 3089.77 905 3583 40.8 40.0 78.3 38.9 74.4 34 2021 6917.88 905 8441 96.4 90.9 78.7 87.3 74.8 | CHINON B-4 | PWR | CP2 | Operational | 905 | 905 | 954 | 2785 | 201.41 | ÉLECTRICITÉ DE FRANCE | ÉLECTRICITÉ DE FRANCE | 1981-02-01 | 1987-10-13 | 1987-11-14 | None | None | None | 1988-04-01 | 0.748 | 0.807 | 0.787 | 214
214 | FRANCE | Year Electricity Supplied [GW.h] Reference Unit Power [MW] Annual Time On Line [h] Operation Factor [%] Energy Availability Factor [%] Load Factor [%] Year Electricity Supplied [GW.h] Reference Unit Power [MW] Annual Time On Line [h] Operation Factor [%] Annual Cumulative Annual Cumulative 0 1987 486.00 1310 893 NaN NaN NaN NaN NaN 1 1988 7715.00 1310 7324 81.8 86.8 86.8 63.9 63.9 2 1989 3172.66 1310 2663 30.4 28.3 54.9 27.6 44.2 3 1990 6614.12 1310 5590 63.8 67.5 59.4 57.6 48.9 4 1991 6868.61 1310 5768 65.8 62.9 60.3 59.8 51.8 5 1992 7812.47 1310 6386 72.7 70.4 62.4 67.9 55.1 6 1993 7705.63 1310 6432 73.4 68.5 63.4 67.2 57.2 7 1994 8292.35 1310 7429 84.8 80.0 65.9 72.3 59.4 8 1995 7358.33 1310 6946 79.3 83.9 68.2 64.1 60.0 9 1996 8227.87 1310 7222 82.2 79.6 69.5 71.5 61.3 10 1997 8571.62 1310 7488 85.5 81.1 70.6 74.7 62.6 11 1998 6585.51 1310 5334 60.9 57.2 69.4 57.4 62.2 12 1999 9704.97 1310 8284 94.6 91.8 71.3 84.6 64.1 13 2000 9088.25 1310 7626 86.8 83.0 72.2 79.0 65.2 14 2001 9142.69 1310 7580 86.5 83.8 73.0 79.7 66.3 15 2002 9010.98 1310 7738 88.3 87.1 74.0 78.5 67.1 16 2003 9974.35 1310 8621 98.4 98.0 75.5 86.9 68.3 17 2004 8535.34 1310 7152 81.4 77.8 75.6 74.2 68.7 18 2005 8534.36 1310 6803 77.7 75.1 75.6 74.4 69.0 19 2006 9284.82 1310 7331 83.7 82.9 76.0 80.9 69.6 20 2007 10831.76 1310 8484 96.8 94.5 76.9 94.4 70.9 21 2008 8553.25 1310 7052 80.3 74.9 76.8 74.3 71.0 22 2009 7308.98 1310 5871 67.0 64.7 76.3 63.7 70.7 23 2010 10382.38 1310 8482 96.8 96.4 77.2 90.5 71.6 24 2011 9001.39 1310 7562 86.3 84.8 77.5 78.4 71.9 25 2012 6456.97 1310 5429 61.8 57.7 76.7 56.1 71.2 26 2013 9487.59 1310 8116 92.6 93.0 77.3 82.7 71.7 27 2014 8980.03 1310 7826 89.3 83.3 77.5 78.2 71.9 28 2015 8678.84 1310 6948 79.3 77.2 77.5 75.6 72.0 29 2016 9891.23 1310 7916 90.1 86.9 77.8 86.0 72.5 30 2017 9040.03 1310 7190 82.1 79.9 77.9 78.8 72.7 31 2018 7865.33 1310 6508 74.3 69.4 77.6 68.5 72.6 32 2019 6030.72 1310 5050 57.6 55.3 76.9 52.6 72.0 33 2020 9822.26 1310 8696 99.0 97.5 77.6 85.4 72.4 34 2021 8977.03 1310 7509 85.7 80.6 77.7 78.2 72.6 | NOGENT-1 | PWR | P4 REP 1300 | Operational | 1310 | 1310 | 1363 | 3817 | 274.08 | ÉLECTRICITÉ DE FRANCE | ÉLECTRICITÉ DE FRANCE | 1981-05-26 | 1987-09-12 | 1987-10-21 | None | None | None | 1988-02-24 | 0.726 | 0.799 | 0.777 | 215
215 | FRANCE | Year Electricity Supplied [GW.h] Reference Unit Power [MW] Annual Time On Line [h] Operation Factor [%] Energy Availability Factor [%] Load Factor [%] Year Electricity Supplied [GW.h] Reference Unit Power [MW] Annual Time On Line [h] Operation Factor [%] Annual Cumulative Annual Cumulative 0 1988 50.00 1310 198 NaN NaN NaN NaN NaN 1 1989 7470.05 1310 6660 80.7 78.9 78.9 72.8 72.8 2 1990 7532.95 1310 6094 69.6 68.3 72.6 65.6 68.5 3 1991 8331.15 1310 7008 80.0 73.5 72.9 72.6 70.1 4 1992 8312.33 1310 6937 79.0 74.1 73.2 72.2 70.6 5 1993 9191.68 1310 7594 86.7 80.8 74.8 80.1 72.7 6 1994 6483.02 1310 6027 68.8 94.8 78.4 56.5 69.8 7 1995 7545.41 1310 6862 78.3 75.9 78.0 65.8 69.2 8 1996 8477.02 1310 7229 82.3 77.0 77.9 73.7 69.8 9 1997 8925.81 1310 7656 87.4 82.0 78.3 77.8 70.7 10 1998 8830.03 1310 7386 84.3 97.8 80.3 77.0 71.4 11 1999 7957.34 1310 6732 76.8 74.7 79.8 69.3 71.2 12 2000 9672.12 1310 7654 87.1 84.6 80.2 84.0 72.3 13 2001 9378.95 1310 7589 86.6 83.4 80.5 81.7 73.0 14 2002 8205.53 1310 7241 82.7 84.2 80.7 71.5 72.9 15 2003 9447.11 1310 7954 90.8 91.5 81.5 82.3 73.6 16 2004 8216.70 1310 7044 80.2 75.1 81.1 71.4 73.4 17 2005 8393.26 1310 6907 78.8 76.1 80.8 73.1 73.4 18 2006 10046.50 1310 7854 89.7 89.5 81.3 87.6 74.2 19 2007 9885.89 1310 7918 90.4 86.9 81.6 86.2 74.8 20 2008 7594.22 1310 6175 70.3 67.0 80.8 66.0 74.4 21 2009 7156.37 1310 6227 71.1 66.0 80.1 62.4 73.8 22 2010 8055.24 1310 6576 75.1 73.6 79.8 70.2 73.6 23 2011 9424.39 1310 7468 85.2 84.5 80.0 82.1 74.0 24 2012 9853.20 1310 7964 90.7 89.0 80.4 85.6 74.5 25 2013 9161.96 1310 7595 86.7 85.6 80.6 79.8 74.7 26 2014 7715.38 1310 6584 75.2 85.0 80.8 67.2 74.4 27 2015 7148.17 1310 5730 65.4 64.8 80.2 62.3 74.0 28 2016 10673.55 1310 8665 98.6 96.9 80.8 92.8 74.6 29 2017 9933.24 1310 7797 89.0 86.9 81.0 86.6 75.1 30 2018 8618.65 1310 6984 79.7 75.4 80.8 75.1 75.1 31 2019 9599.33 1310 7762 88.6 86.3 81.0 83.6 75.4 32 2020 5223.23 1310 4455 50.7 48.0 80.0 45.4 74.4 33 2021 9090.75 1310 7397 84.4 82.0 80.0 79.2 74.6 | NOGENT-2 | PWR | P4 REP 1300 | Operational | 1310 | 1310 | 1363 | 3817 | 281.77 | ÉLECTRICITÉ DE FRANCE | ÉLECTRICITÉ DE FRANCE | 1982-01-01 | 1988-10-04 | 1988-12-14 | None | None | None | 1989-05-01 | 0.746 | 0.809 | 0.8 | 216
216 | FRANCE | Year Electricity Supplied [GW.h] ... Load Factor [%] Year Electricity Supplied [GW.h] ... Annual Cumulative 0 1967 Data from a trial operation not provided ... Data from a trial operation not provided Data from a trial operation not provided 1 1968 Data Not Provided ... Data Not Provided Data Not Provided 2 1969 " ... " " 3 1970 " ... " " 4 1971 176.300 ... 26.1 NC 5 1972 512.800 ... 77.8 NC 6 1973 428.500 ... 69.9 57.4 7 1974 550.800 ... 89.8 65.2 8 1975 425.200 ... 69.3 66.0 9 1976 517.900 ... 84.2 69.0 10 1977 478.600 ... 78.0 70.2 11 1978 525.700 ... 85.7 72.1 12 1979 540.000 ... 88.1 73.8 13 1980 523.000 ... 85.1 75.0 14 1981 349.000 ... 56.9 73.3 15 1982 373.000 ... 60.8 72.3 16 1983 222.000 ... 36.2 69.6 17 1984 358.000 ... 58.2 68.8 18 1985 239.400 ... 67.2 68.7 [19 rows x 9 columns] | EL-4 (MONTS D'ARREE) | HWGCR | MONTS-D'ARREE | Permanent Shutdown | 70 | 70 | 75 | 250 | 6.32 | ÉLECTRICITÉ DE FRANCE | ÉLECTRICITÉ DE FRANCE | 1962-07-01 | 1966-12-23 | 1967-07-09 | None | None | 1985-07-31 | 1968-06-01 | 0.687 | 0.754 | 0.708 | 217
217 | FRANCE | Year Electricity Supplied [GW.h] Reference Unit Power [MW] Annual Time On Line [h] Operation Factor [%] Energy Availability Factor [%] Load Factor [%] Year Electricity Supplied [GW.h] Reference Unit Power [MW] Annual Time On Line [h] Operation Factor [%] Annual Cumulative Annual Cumulative 0 1990 1545.36 1300 1961 NaN NaN NaN NaN NaN 1 1991 9683.15 1300 7897 90.5 88.2 88.2 85.7 85.7 2 1992 7145.04 1300 5903 67.2 65.6 76.4 62.6 73.6 3 1993 8035.13 1300 6858 78.3 75.9 76.2 70.6 72.6 4 1994 8613.33 1300 7464 85.2 84.4 78.3 75.6 73.4 5 1995 8344.31 1300 7269 83.0 78.9 78.4 73.3 73.3 6 1996 8264.73 1300 7184 81.8 77.3 78.2 72.4 73.2 7 1997 9504.06 1300 8097 92.4 93.2 80.4 83.5 74.7 8 1998 8054.93 1300 7175 81.9 80.2 80.4 70.7 74.2 9 1999 8237.00 1300 7169 81.8 79.7 80.3 72.3 74.0 10 2000 8933.53 1300 7984 90.9 98.7 82.2 78.2 74.4 11 2001 3171.47 1300 2739 31.3 29.7 77.4 27.8 70.1 12 2002 9402.46 1300 7443 85.0 82.5 77.8 82.6 71.2 13 2003 11254.01 1300 8715 99.5 98.4 79.4 98.8 73.3 14 2004 9162.73 1300 7274 82.8 80.4 79.4 80.2 73.8 15 2005 9757.05 1300 7944 90.7 86.7 79.9 85.7 74.6 16 2006 8045.34 1300 7088 80.9 76.5 79.7 70.6 74.4 17 2007 9500.56 1300 8559 97.7 98.5 80.8 83.4 74.9 18 2008 8712.70 1300 7145 81.3 78.4 80.7 76.3 75.0 19 2009 6649.76 1300 5277 60.2 58.7 79.5 58.4 74.1 20 2010 8756.81 1300 6966 79.5 81.7 79.6 76.9 74.2 21 2011 7918.57 1300 6306 72.0 69.6 79.2 69.5 74.0 22 2012 8337.71 1300 6760 77.0 74.5 78.9 73.0 74.0 23 2013 7844.56 1300 6552 74.8 72.6 78.7 68.9 73.7 24 2014 9671.58 1300 8049 91.9 92.1 79.2 84.9 74.2 25 2015 9456.96 1300 7813 89.2 84.0 79.4 83.0 74.6 26 2016 8053.88 1300 6821 77.6 71.2 79.1 70.5 74.4 27 2017 10396.60 1300 8390 95.8 92.2 79.6 91.3 75.0 28 2018 8531.74 1300 7038 80.3 75.1 79.4 74.9 75.0 29 2019 7460.81 1300 6029 68.8 66.0 79.0 65.5 74.7 30 2020 9190.97 1300 7711 87.8 86.6 79.2 80.5 74.9 31 2021 4325.56 1300 3519 40.2 38.1 77.9 38.0 73.7 | CATTENOM-3 | PWR | P4 REP 1300 | Operational | 1300 | 1300 | 1362 | 3817 | 262.12 | ÉLECTRICITÉ DE FRANCE | ÉLECTRICITÉ DE FRANCE | 1982-06-15 | 1990-02-16 | 1990-07-06 | None | None | None | 1991-02-01 | 0.737 | 0.799 | 0.779 | 218
218 | FRANCE | Year Electricity Supplied [GW.h] Reference Unit Power [MW] Annual Time On Line [h] Operation Factor [%] Energy Availability Factor [%] Load Factor [%] Year Electricity Supplied [GW.h] Reference Unit Power [MW] Annual Time On Line [h] Operation Factor [%] Annual Cumulative Annual Cumulative 0 1990 1820.59 1310 2092 NaN NaN NaN NaN NaN 1 1991 9536.95 1310 8167 94.9 96.1 96.1 84.5 84.5 2 1992 7065.89 1310 6128 69.8 64.4 79.5 61.4 72.4 3 1993 7925.62 1310 7143 81.5 72.7 77.2 69.1 71.3 4 1994 7756.13 1310 7215 82.4 77.8 77.3 67.6 70.3 5 1995 7897.84 1310 7005 80.0 75.6 77.0 68.8 70.0 6 1996 8862.41 1310 7598 86.5 83.2 78.0 77.0 71.2 7 1997 9151.57 1310 8000 91.3 94.5 80.4 79.8 72.4 8 1998 8576.56 1310 7472 85.3 81.1 80.5 74.7 72.7 9 1999 7926.35 1310 6837 78.0 77.2 80.1 69.1 72.3 10 2000 8766.29 1310 7901 90.0 93.9 81.5 76.2 72.7 11 2001 7511.92 1310 6147 70.2 68.4 80.3 65.5 72.0 12 2002 9242.42 1310 7301 83.3 81.4 80.4 80.5 72.8 13 2003 10342.73 1310 8252 94.2 93.9 81.4 90.1 74.1 14 2004 9051.07 1310 7721 87.9 84.8 81.7 78.7 74.4 15 2005 8653.53 1310 7014 80.1 78.7 81.5 75.4 74.5 16 2006 9475.13 1310 7848 89.6 85.7 81.8 82.6 75.0 17 2007 9517.60 1310 8554 97.6 97.7 82.7 82.9 75.5 18 2008 8556.94 1310 7104 80.9 77.8 82.4 74.4 75.4 19 2009 9662.38 1310 7932 90.6 87.6 82.7 84.2 75.9 20 2010 8888.69 1310 7290 83.2 81.7 82.6 77.5 76.0 21 2011 9830.09 1310 8546 97.6 97.8 83.4 85.7 76.4 22 2012 7272.39 1310 5889 67.0 64.6 82.5 63.2 75.8 23 2013 9694.33 1310 7793 89.0 87.8 82.8 84.5 76.2 24 2014 8149.57 1310 6728 76.8 76.1 82.5 71.0 76.0 25 2015 10067.40 1310 8721 99.6 99.3 83.1 87.7 76.4 26 2016 9913.55 1310 7917 90.1 87.1 83.3 86.2 76.8 27 2017 8310.56 1310 6654 76.0 74.5 83.0 72.4 76.7 28 2018 9174.78 1310 8075 92.2 88.5 83.2 80.0 76.8 29 2019 8314.41 1310 7199 82.2 81.9 83.1 72.4 76.6 30 2020 7133.37 1310 5836 66.4 63.1 82.4 62.0 76.1 31 2021 10847.21 1310 8542 97.5 94.9 82.9 94.5 76.7 | GOLFECH-1 | PWR | P4 REP 1300 | Operational | 1310 | 1310 | 1363 | 3817 | 275.02 | ÉLECTRICITÉ DE FRANCE | ÉLECTRICITÉ DE FRANCE | 1982-11-17 | 1990-04-24 | 1990-06-07 | None | None | None | 1991-02-01 | 0.767 | 0.849 | 0.829 | 219
219 | FRANCE | Year Electricity Supplied [GW.h] ... Load Factor [%] Year Electricity Supplied [GW.h] ... Annual Cumulative 0 1996 Data from a trial operation not provided ... Data from a trial operation not provided Data from a trial operation not provided 1 1997 5784.960 ... NaN NaN 2 1998 1540.500 ... NaN NaN 3 1999 4886.640 ... NaN NaN 4 2000 8429.160 ... 98.4 98.4 5 2001 9524.350 ... 74.7 84.2 6 2002 9515.080 ... 74.6 80.6 7 2003 10021.890 ... 76.3 79.4 8 2004 10671.090 ... 81.0 79.8 9 2005 9047.670 ... 68.8 77.8 10 2006 9845.730 ... 74.9 77.4 11 2007 10402.280 ... 79.2 77.6 12 2008 12376.750 ... 93.9 79.5 13 2009 8649.520 ... 65.8 78.1 14 2010 8663.040 ... 65.9 76.9 15 2011 10285.740 ... 78.3 77.1 16 2012 12512.930 ... 95.0 78.5 17 2013 10034.780 ... 76.4 78.3 18 2014 8950.470 ... 68.1 77.6 19 2015 11334.110 ... 86.3 78.2 20 2016 11392.170 ... 86.5 78.7 21 2017 8172.980 ... 62.2 77.8 22 2018 9526.450 ... 72.5 77.5 23 2019 11128.090 ... 84.7 77.8 24 2020 4440.810 ... 33.7 75.7 25 2021 8981.370 ... 68.4 75.4 [26 rows x 9 columns] | CHOOZ B-1 | PWR | N4 REP 1450 | Operational | 1455 | 1500 | 1560 | 4270 | 225.28 | ÉLECTRICITÉ DE FRANCE | ÉLECTRICITÉ DE FRANCE | 1984-01-01 | 1996-07-25 | 1996-08-30 | None | None | None | 2000-05-15 | 0.754 | 0.791 | 0.776 | 220
220 | FRANCE | Year Electricity Supplied [GW.h] Reference Unit Power [MW] Annual Time On Line [h] Operation Factor [%] Energy Availability Factor [%] Load Factor [%] Year Electricity Supplied [GW.h] Reference Unit Power [MW] Annual Time On Line [h] Operation Factor [%] Annual Cumulative Annual Cumulative 0 1990 2887.12 1330 3100 99.2 98.9 98.9 98.2 98.2 1 1991 8436.71 1330 6645 75.9 74.2 76.2 72.4 74.4 2 1992 7922.21 1330 6315 71.9 70.9 73.6 67.8 71.2 3 1993 8023.87 1330 7298 83.3 71.9 73.1 68.9 70.5 4 1994 7969.13 1330 6654 76.0 85.0 76.0 68.4 70.0 5 1995 8879.06 1330 7248 82.7 80.8 76.9 76.2 71.2 6 1996 9530.76 1330 7625 86.8 85.2 78.3 81.6 72.9 7 1997 8503.41 1330 6872 78.4 76.7 78.1 73.0 72.9 8 1998 9965.66 1330 8140 92.9 97.9 80.5 85.5 74.5 9 1999 7998.46 1330 6633 75.7 71.5 79.5 68.6 73.8 10 2000 8271.73 1330 6640 75.6 73.7 79.0 70.8 73.5 11 2001 9825.84 1330 8304 94.8 98.4 80.7 84.3 74.5 12 2002 7146.66 1330 5948 67.9 66.9 79.6 61.3 73.4 13 2003 9290.83 1330 7525 85.9 84.6 80.0 79.7 73.9 14 2004 10500.23 1330 8733 99.4 98.6 81.3 89.9 75.0 15 2005 8491.26 1330 7104 81.1 76.9 81.0 72.9 74.9 16 2006 9533.15 1330 7656 87.4 83.6 81.2 81.8 75.3 17 2007 9243.57 1330 7356 84.0 82.1 81.2 79.3 75.6 18 2008 10743.35 1330 8424 95.9 95.2 82.0 92.0 76.5 19 2009 8878.54 1330 7217 82.4 80.5 81.9 76.2 76.5 20 2010 6627.27 1330 5280 60.3 59.2 80.8 56.9 75.5 21 2011 7976.85 1330 6332 72.3 71.3 80.3 68.5 75.2 22 2012 10476.99 1330 8525 97.0 95.8 81.0 89.7 75.8 23 2013 9001.96 1330 7536 86.0 84.1 81.2 77.3 75.9 24 2014 8406.70 1330 6939 79.2 77.6 81.0 72.2 75.7 25 2015 10162.55 1330 8623 98.4 97.7 81.7 87.2 76.2 26 2016 9489.07 1330 7812 88.9 83.9 81.8 81.2 76.4 27 2017 7829.20 1330 6376 72.8 69.3 81.3 67.2 76.0 28 2018 8796.74 1330 7044 80.4 78.4 81.2 75.5 76.0 29 2019 10462.26 1330 8383 95.7 93.9 81.6 89.8 76.5 30 2020 6249.27 1330 5120 58.3 53.9 80.7 53.5 75.7 31 2021 8310.67 1330 6387 72.9 71.4 80.4 71.3 75.6 | PENLY-1 | PWR | P4 REP 1300 | Operational | 1330 | 1330 | 1382 | 3817 | 275.88 | ÉLECTRICITÉ DE FRANCE | ÉLECTRICITÉ DE FRANCE | 1982-09-01 | 1990-04-01 | 1990-05-04 | None | None | None | 1990-12-01 | 0.756 | 0.82 | 0.804 | 221
221 | FRANCE | Year Electricity Supplied [GW.h] Reference Unit Power [MW] Annual Time On Line [h] Operation Factor [%] Energy Availability Factor [%] Load Factor [%] Year Electricity Supplied [GW.h] Reference Unit Power [MW] Annual Time On Line [h] Operation Factor [%] Annual Cumulative Annual Cumulative 0 1992 5149.77 1330 4796 100.0 100.0 100.0 101.2 101.2 1 1993 8611.76 1330 6658 76.0 74.4 78.1 73.9 77.8 2 1994 8759.66 1330 7228 82.5 77.6 77.8 75.2 76.6 3 1995 8169.73 1330 6574 75.0 73.8 76.6 70.1 74.6 4 1996 9757.97 1330 8025 91.4 89.3 79.6 83.5 76.7 5 1997 8068.94 1330 7186 82.0 83.0 80.3 69.3 75.3 6 1998 8877.52 1330 7318 83.5 81.1 80.4 76.2 75.4 7 1999 8636.97 1330 7203 82.2 79.4 80.2 74.1 75.2 8 2000 9584.47 1330 8393 95.6 96.8 82.3 82.0 76.1 9 2001 8816.23 1330 7333 83.7 80.2 82.1 75.7 76.0 10 2002 8464.26 1330 6890 78.6 79.0 81.8 72.6 75.7 11 2003 10207.81 1330 8603 98.2 97.6 83.2 87.6 76.8 12 2004 7225.85 1330 6231 70.9 69.1 82.0 61.8 75.5 13 2005 9102.59 1330 7546 86.1 84.0 82.2 78.1 75.7 14 2006 9885.16 1330 8447 96.4 97.0 83.2 84.8 76.4 15 2007 8718.65 1330 7081 80.8 76.7 82.8 74.8 76.3 16 2008 9474.85 1330 7590 86.4 85.0 82.9 81.1 76.6 17 2009 8954.23 1330 7258 82.8 80.3 82.8 76.9 76.6 18 2010 9986.96 1330 8571 97.8 96.5 83.5 85.7 77.1 19 2011 9873.06 1330 7931 90.5 87.2 83.7 84.7 77.5 20 2012 7151.26 1330 5802 66.0 65.3 82.8 61.2 76.7 21 2013 10253.29 1330 8413 96.0 92.6 83.3 88.0 77.2 22 2014 7123.77 1330 5722 65.3 62.9 82.4 61.1 76.5 23 2015 9204.63 1330 7743 88.4 87.1 82.6 79.0 76.6 24 2016 8682.34 1330 6925 78.8 76.2 82.3 74.3 76.5 25 2017 10308.82 1330 8697 99.3 98.3 82.9 88.5 77.0 26 2018 8627.09 1330 7065 80.6 77.8 82.7 74.0 76.9 27 2019 6201.08 1330 4943 56.4 55.6 81.7 53.2 76.0 28 2020 10224.76 1330 8609 98.0 96.4 82.3 87.5 76.4 29 2021 9455.83 1330 7694 87.8 86.1 82.4 81.2 76.6 | PENLY-2 | PWR | P4 REP 1300 | Operational | 1330 | 1330 | 1382 | 3817 | 263.72 | ÉLECTRICITÉ DE FRANCE | ÉLECTRICITÉ DE FRANCE | 1984-08-01 | 1992-01-10 | 1992-02-04 | None | None | None | 1992-11-01 | 0.766 | 0.842 | 0.824 | 222
222 | FRANCE | Year Electricity Supplied [GW.h] Reference Unit Power [MW] Annual Time On Line [h] Operation Factor [%] Energy Availability Factor [%] Load Factor [%] Year Electricity Supplied [GW.h] Reference Unit Power [MW] Annual Time On Line [h] Operation Factor [%] Annual Cumulative Annual Cumulative 0 1991 2161.22 1300 2581 NaN NaN NaN NaN NaN 1 1992 9355.95 1300 7649 87.1 85.8 85.8 81.9 81.9 2 1993 7736.44 1300 6251 71.4 78.0 81.9 67.9 74.9 3 1994 7828.78 1300 6866 78.4 80.4 81.4 68.8 72.9 4 1995 8942.43 1300 7563 86.3 82.8 81.8 78.5 74.3 5 1996 8897.57 1300 7399 84.2 81.4 81.7 77.9 75.0 6 1997 8690.54 1300 7382 84.3 79.3 81.3 76.3 75.2 7 1998 10000.14 1300 8476 96.8 94.5 83.2 87.8 77.0 8 1999 8131.93 1300 7164 81.8 80.8 82.9 71.4 76.3 9 2000 9139.01 1300 7692 87.6 85.1 83.1 80.0 76.7 10 2001 8593.18 1300 7375 84.2 84.8 83.3 75.5 76.6 11 2002 10598.80 1300 8467 96.7 95.1 84.4 93.1 78.1 12 2003 7708.34 1300 6406 73.1 69.8 83.1 67.7 77.2 13 2004 9311.78 1300 7560 86.1 84.5 83.2 81.5 77.6 14 2005 9913.85 1300 8520 97.3 97.8 84.3 87.1 78.2 15 2006 8719.60 1300 7440 84.9 80.6 84.0 76.6 78.1 16 2007 8562.21 1300 6999 79.9 77.1 83.6 75.2 78.0 17 2008 9538.78 1300 7975 90.8 87.9 83.9 83.5 78.3 18 2009 10010.11 1300 8733 99.7 97.7 84.6 87.9 78.8 19 2010 7502.23 1300 6677 76.2 70.4 83.9 65.9 78.1 20 2011 9152.84 1300 7786 88.9 85.2 84.0 80.4 78.2 21 2012 8090.85 1300 6692 76.2 75.4 83.5 70.8 77.9 22 2013 6000.78 1300 4913 56.1 54.0 82.2 52.7 76.8 23 2014 8851.37 1300 7240 82.6 81.0 82.2 77.7 76.8 24 2015 10400.59 1300 8451 96.5 94.9 82.7 91.3 77.4 25 2016 7204.81 1300 6164 70.2 65.8 82.0 63.1 76.8 26 2017 9354.28 1300 7629 87.1 84.8 82.1 82.1 77.0 27 2018 8932.66 1300 7525 85.9 82.9 82.1 78.4 77.1 28 2019 7428.66 1300 6266 71.5 69.5 81.7 65.2 76.7 29 2020 7676.68 1300 6751 76.9 71.3 81.3 67.2 76.3 30 2021 10695.07 1300 8439 96.3 93.9 81.8 93.9 76.9 | CATTENOM-4 | PWR | P4 REP 1300 | Operational | 1300 | 1300 | 1362 | 3817 | 265.46 | ÉLECTRICITÉ DE FRANCE | ÉLECTRICITÉ DE FRANCE | 1983-09-28 | 1991-05-04 | 1991-05-27 | None | None | None | 1992-01-01 | 0.769 | 0.838 | 0.818 | 223
223 | FRANCE | Year Electricity Supplied [GW.h] Reference Unit Power [MW] Annual Time On Line [h] Operation Factor [%] Energy Availability Factor [%] Load Factor [%] Year Electricity Supplied [GW.h] Reference Unit Power [MW] Annual Time On Line [h] Operation Factor [%] Annual Cumulative Annual Cumulative 0 1993 2179.96 1310 2577 NaN NaN NaN NaN NaN 1 1994 7281.51 1310 6577 80.5 99.4 99.4 67.6 67.6 2 1995 7030.15 1310 6002 68.5 62.9 79.6 61.3 64.2 3 1996 9016.38 1310 7549 85.9 83.6 81.0 78.4 69.2 4 1997 8649.91 1310 7414 84.6 80.2 80.8 75.4 70.8 5 1998 8359.56 1310 7222 82.4 82.9 81.2 72.8 71.2 6 1999 9516.92 1310 8407 96.0 97.7 84.0 82.9 73.2 7 2000 8877.61 1310 7535 85.8 81.8 83.7 77.2 73.8 8 2001 8958.29 1310 7586 86.6 84.3 83.8 78.1 74.3 9 2002 9847.13 1310 8553 97.6 97.3 85.3 85.8 75.6 10 2003 7614.92 1310 7115 81.2 75.2 84.3 66.4 74.7 11 2004 7093.66 1310 6129 69.8 65.7 82.6 61.6 73.5 12 2005 9936.28 1310 8715 99.5 98.9 84.0 86.6 74.6 13 2006 8516.61 1310 7150 81.6 78.2 83.5 74.2 74.6 14 2007 9922.05 1310 8026 91.6 90.2 84.0 86.5 75.4 15 2008 8484.22 1310 7095 80.8 76.7 83.5 73.7 75.3 16 2009 9982.79 1310 8301 94.8 96.6 84.3 87.0 76.0 17 2010 9076.12 1310 7574 86.5 83.6 84.3 79.1 76.2 18 2011 8848.37 1310 7177 81.9 80.2 84.1 77.1 76.3 19 2012 8580.05 1310 7152 81.4 81.0 83.9 74.6 76.2 20 2013 9498.61 1310 8292 94.7 96.2 84.5 82.8 76.5 21 2014 6885.14 1310 5885 67.2 64.9 83.6 60.0 75.7 22 2015 8751.76 1310 7332 83.7 82.6 83.5 76.3 75.8 23 2016 9963.09 1310 8765 99.8 98.5 84.2 86.6 76.2 24 2017 9551.16 1310 7756 88.5 85.4 84.2 83.2 76.5 25 2018 8054.15 1310 6380 72.8 70.7 83.7 70.2 76.3 26 2019 8734.82 1310 7205 82.2 81.7 83.6 76.1 76.3 27 2020 9160.17 1310 8145 92.7 92.2 83.9 79.6 76.4 28 2021 4117.16 1310 3319 37.9 36.8 82.2 35.9 74.9 | GOLFECH-2 | PWR | P4 REP 1300 | Operational | 1310 | 1310 | 1363 | 3817 | 242.72 | ÉLECTRICITÉ DE FRANCE | ÉLECTRICITÉ DE FRANCE | 1984-10-01 | 1993-05-21 | 1993-06-18 | None | None | None | 1994-03-04 | 0.749 | 0.835 | 0.822 | 224
224 | FRANCE | Year Electricity Supplied [GW.h] Reference Unit Power [MW] Annual Time On Line [h] ... Energy Availability Factor [%] Load Factor [%] Year Electricity Supplied [GW.h] Reference Unit Power [MW] Annual Time On Line [h] ... Annual Cumulative Annual Cumulative 0 1969 Data Not Provided Data Not Provided Data Not Provided ... Data Not Provided Data Not Provided Data Not Provided Data Not Provided 1 1970 148.000 480 0 ... 100.0 100.0 3.5 3.5 2 1971 2169.600 480 6476 ... 100.0 100.0 51.6 27.6 3 1972 2884.400 480 7797 ... 100.0 100.0 68.4 41.2 4 1973 2256.300 480 6418 ... 53.7 88.4 53.7 44.3 5 1974 3056.500 480 7913 ... 73.6 85.5 72.7 50.0 6 1975 2996.500 460 7715 ... 74.3 83.7 74.4 53.9 7 1976 2531.100 460 7259 ... 62.2 80.7 62.6 55.1 8 1977 2301.600 460 6933 ... 58.1 78.0 57.1 55.4 9 1978 2737.900 460 7636 ... 68.2 76.9 67.9 56.7 10 1979 3285.000 460 8493 ... 92.4 78.4 81.5 59.2 11 1980 1930.000 390 6079 ... 58.8 76.9 56.3 58.9 12 1981 1925.300 390 5543 ... 60.3 75.7 56.4 58.8 13 1982 2481.600 390 7251 ... 72.3 75.5 72.6 59.7 14 1983 1362.000 390 4738 ... 40.1 73.3 39.9 58.4 15 1984 1970.000 390 5608 ... 58.0 72.4 57.5 58.4 16 1985 1849.400 390 6041 ... 54.4 71.4 54.1 58.2 17 1986 2069.400 390 6468 ... 67.1 71.2 60.6 58.3 18 1987 1890.700 390 5437 ... 59.3 70.6 55.3 58.1 19 1988 2859.600 390 7974 ... 88.9 71.4 83.5 59.3 20 1989 1442.330 390 4315 ... 62.1 71.0 42.2 58.6 21 1990 Data Not Provided Data Not Provided Data Not Provided ... Data Not Provided Data Not Provided Data Not Provided Data Not Provided [22 rows x 9 columns] | ST. LAURENT A-1 | GCR | UNGG | Permanent Shutdown | 480 | 390 | 500 | 1650 | 45.30 | ÉLECTRICITÉ DE FRANCE | ÉLECTRICITÉ DE FRANCE | 1963-10-01 | 1969-01-07 | 1969-03-14 | None | None | 1990-04-18 | 1969-06-01 | 0.586 | 0.719 | 0.71 | 225
225 | FRANCE | Year Electricity Supplied [GW.h] Reference Unit Power [MW] Annual Time On Line [h] Operation Factor [%] Energy Availability Factor [%] Load Factor [%] Year Electricity Supplied [GW.h] Reference Unit Power [MW] Annual Time On Line [h] Operation Factor [%] Annual Cumulative Annual Cumulative 0 1997 2960.25 1455 2997 NaN NaN NaN NaN NaN 1 1998 86.28 1455 172 NaN NaN NaN NaN NaN 2 1999 7308.70 1455 5267 NaN NaN NaN NaN NaN 3 2000 7213.35 1455 5347 94.7 90.2 90.2 92.2 92.2 4 2001 10159.53 1455 7221 82.4 80.4 82.3 79.7 82.2 5 2002 9814.83 1455 7240 82.6 81.5 82.0 77.0 79.9 6 2003 10472.75 1500 7457 85.1 83.3 82.4 79.7 79.8 7 2004 10063.94 1500 7061 80.4 80.1 81.8 76.4 79.0 8 2005 10321.55 1500 7343 83.8 81.6 81.8 78.6 78.9 9 2006 9460.52 1500 6845 78.1 79.6 81.5 72.0 77.8 10 2007 11016.49 1500 7725 88.2 85.2 82.0 83.8 78.6 11 2008 11038.88 1500 7639 87.0 84.6 82.3 83.8 79.3 12 2009 7821.91 1500 5593 63.8 62.5 80.1 59.5 77.1 13 2010 10739.75 1500 7529 86.0 83.4 80.5 81.7 77.6 14 2011 11507.74 1500 8076 92.2 91.2 81.4 87.6 78.5 15 2012 5773.74 1500 4092 46.6 44.0 78.4 43.8 75.6 16 2013 10676.71 1500 7351 83.9 82.4 78.6 81.2 76.0 17 2014 12405.66 1500 8686 99.2 98.0 80.0 94.4 77.3 18 2015 9504.22 1500 6673 76.2 74.1 79.6 72.3 77.0 19 2016 11021.73 1500 7791 88.7 85.6 80.0 83.6 77.4 20 2017 7691.34 1500 5351 61.1 59.8 78.8 58.5 76.3 21 2018 12031.86 1500 8388 95.8 94.2 79.7 91.6 77.2 22 2019 6757.53 1500 4846 55.3 53.8 78.3 51.4 75.8 23 2020 8328.39 1500 6107 69.5 70.0 77.9 63.2 75.2 24 2021 4693.11 1500 3523 40.2 35.7 75.9 35.7 73.3 | CHOOZ B-2 | PWR | N4 REP 1450 | Operational | 1455 | 1500 | 1560 | 4270 | 219.00 | ÉLECTRICITÉ DE FRANCE | ÉLECTRICITÉ DE FRANCE | 1985-12-31 | 1997-03-10 | 1997-04-10 | None | None | None | 2000-09-29 | 0.733 | 0.776 | 0.759 | 226
226 | FRANCE | Year Electricity Supplied [GW.h] ... Load Factor [%] Year Electricity Supplied [GW.h] ... Annual Cumulative 0 1997 Data from a trial operation not provided ... Data from a trial operation not provided Data from a trial operation not provided 1 1998 " ... " " 2 1999 2916.840 ... NaN NaN 3 2000 8859.030 ... NaN NaN 4 2001 2026.820 ... NaN NaN 5 2002 9544.100 ... 74.7 74.7 6 2003 10932.080 ... 83.5 79.3 7 2004 11276.480 ... 85.9 81.6 8 2005 9672.340 ... 73.8 79.6 9 2006 10318.210 ... 78.8 79.4 10 2007 9031.530 ... 69.0 77.6 11 2008 9872.980 ... 75.2 77.3 12 2009 9494.390 ... 72.5 76.7 13 2010 10590.110 ... 80.9 77.2 14 2011 8663.880 ... 66.2 76.0 15 2012 11583.200 ... 88.2 77.2 16 2013 7637.260 ... 58.3 75.6 17 2014 8649.460 ... 66.0 74.8 18 2015 11646.170 ... 88.9 75.9 19 2016 9873.520 ... 75.2 75.8 20 2017 7559.810 ... 57.7 74.7 21 2018 10636.190 ... 81.2 75.1 22 2019 11608.530 ... 88.6 75.8 23 2020 5723.660 ... 43.6 74.1 24 2021 7952.740 ... 60.7 73.4 [25 rows x 9 columns] | CIVAUX-1 | PWR | N4 REP 1450 | Operational | 1450 | 1495 | 1561 | 4270 | 206.27 | ÉLECTRICITÉ DE FRANCE | ÉLECTRICITÉ DE FRANCE | 1988-10-15 | 1997-11-29 | 1997-12-24 | None | None | None | 2002-01-29 | 0.734 | 0.775 | 0.752 | 227
227 | FRANCE | Year Electricity Supplied [GW.h] ... Load Factor [%] Year Electricity Supplied [GW.h] ... Annual Cumulative 0 1999 Data from a trial operation not provided ... Data from a trial operation not provided Data from a trial operation not provided 1 2000 5121.760 ... NaN NaN 2 2001 9055.420 ... NaN NaN 3 2002 7491.290 ... 70.3 70.3 4 2003 9084.750 ... 69.4 69.8 5 2004 11698.640 ... 89.1 77.0 6 2005 9621.390 ... 73.5 76.0 7 2006 11140.100 ... 85.1 78.0 8 2007 9973.850 ... 76.2 77.6 9 2008 11321.500 ... 86.2 78.9 10 2009 10293.330 ... 78.6 78.9 11 2010 11094.030 ... 84.7 79.6 12 2011 10640.600 ... 81.2 79.7 13 2012 4561.720 ... 34.7 75.5 14 2013 10581.570 ... 80.8 76.0 15 2014 10918.200 ... 83.4 76.6 16 2015 8920.040 ... 68.1 75.9 17 2016 8169.290 ... 62.2 75.0 18 2017 11390.130 ... 87.0 75.8 19 2018 8867.460 ... 67.7 75.3 20 2019 10630.330 ... 81.2 75.6 21 2020 9482.620 ... 72.2 75.4 22 2021 4424.470 ... 33.8 73.3 [23 rows x 9 columns] | CIVAUX-2 | PWR | N4 REP 1450 | Operational | 1450 | 1495 | 1561 | 4270 | 205.96 | ÉLECTRICITÉ DE FRANCE | ÉLECTRICITÉ DE FRANCE | 1991-04-01 | 1999-11-27 | 1999-12-24 | None | None | None | 2002-04-23 | 0.733 | 0.786 | 0.761 | 228
228 | FRANCE | Year Electricity Supplied [GW.h] Reference Unit Power [MW] Annual Time On Line [h] Operation Factor [%] Energy Availability Factor [%] Load Factor [%] Year Electricity Supplied [GW.h] Reference Unit Power [MW] Annual Time On Line [h] Operation Factor [%] Annual Cumulative Annual Cumulative 0 1971 938.80 515 2826 86.2 100.0 100.0 70.0 70.0 1 1972 2880.80 515 6722 76.5 100.0 100.0 63.7 64.6 2 1973 3696.50 515 7872 89.9 81.9 91.6 81.9 72.6 3 1974 2901.30 515 6276 71.6 64.0 82.9 64.3 70.0 4 1975 3765.40 515 7866 89.8 83.0 82.9 83.5 73.2 5 1976 3168.70 515 7325 83.4 72.0 80.8 70.0 72.6 6 1977 3222.00 515 7585 86.6 72.6 79.5 71.4 72.4 7 1978 3421.40 515 7944 90.7 76.9 79.1 75.8 72.9 8 1979 2770.00 515 6691 76.4 67.4 77.7 61.4 71.5 9 1980 763.00 450 1705 19.4 18.9 72.0 19.3 66.4 10 1981 0.00 450 0 0.0 0.0 65.7 0.0 60.6 11 1982 330.00 450 1961 22.4 8.5 61.0 8.4 56.4 12 1983 1156.00 450 4611 52.6 29.5 58.7 29.3 54.3 13 1984 2207.00 450 6233 71.0 56.0 58.5 55.8 54.4 14 1985 2191.40 450 5656 64.6 55.8 58.3 55.6 54.5 15 1986 2437.00 450 6453 73.7 63.0 58.6 61.8 55.0 16 1987 2419.40 450 6145 70.2 63.6 58.9 61.4 55.3 17 1988 2640.20 450 6859 78.1 71.3 59.6 66.8 56.0 18 1989 1326.54 450 3826 43.7 50.8 59.1 33.6 54.8 19 1990 877.94 450 2634 30.1 22.4 57.3 22.3 53.2 20 1991 2471.31 450 7257 82.8 62.9 57.6 62.7 53.6 21 1992 1332.65 465 3375 92.5 87.0 58.2 78.6 54.1 | ST. LAURENT A-2 | GCR | UNGG | Permanent Shutdown | 515 | 465 | 530 | 1475 | 46.92 | ÉLECTRICITÉ DE FRANCE | ÉLECTRICITÉ DE FRANCE | 1966-01-01 | 1971-07-04 | 1971-08-09 | None | None | 1992-05-27 | 1971-11-01 | 0.541 | 0.644 | 0.582 | 229
229 | FRANCE | Year Electricity Supplied [GW.h] Reference Unit Power [MW] Annual Time On Line [h] Operation Factor [%] Energy Availability Factor [%] Load Factor [%] Year Electricity Supplied [GW.h] Reference Unit Power [MW] Annual Time On Line [h] Operation Factor [%] Annual Cumulative Annual Cumulative 0 1972 1138.80 540 3812 61.3 100.0 100.0 39.7 39.7 1 1973 2474.60 540 6454 73.7 52.5 68.4 52.3 48.1 2 1974 3009.80 540 7245 82.7 63.7 66.5 63.6 54.3 3 1975 2771.30 540 6863 78.3 58.6 64.3 58.6 55.5 4 1976 3307.80 540 7586 86.4 72.1 66.0 69.7 58.7 5 1977 3456.50 540 7443 85.0 86.6 69.8 73.1 61.3 6 1978 2615.70 540 5972 68.2 56.0 67.6 55.3 60.4 7 1979 3036.00 540 6739 76.9 64.7 67.2 64.2 60.9 8 1980 4048.00 540 8279 94.2 86.0 69.5 85.3 63.8 9 1981 2886.30 540 6926 79.1 63.8 68.9 61.0 63.5 10 1982 3339.00 540 7223 82.4 71.1 69.1 70.6 64.2 11 1983 2288.00 540 5383 61.4 49.3 67.4 48.4 62.8 12 1984 2922.00 540 6849 78.0 63.3 67.0 61.6 62.7 13 1985 2780.70 540 6926 79.1 63.3 66.8 58.8 62.4 14 1986 1570.20 540 4528 51.7 61.7 66.4 33.2 60.4 15 1987 1849.20 540 5547 63.3 66.0 66.4 39.1 59.0 16 1988 2530.60 540 6593 75.1 69.1 66.6 53.4 58.7 17 1989 1779.41 540 4816 55.0 56.8 66.0 37.6 57.5 18 1990 2006.88 540 5497 62.8 77.3 66.6 42.4 56.6 19 1991 1353.75 540 3704 42.3 63.1 66.4 28.6 55.2 20 1992 1144.42 540 3660 41.7 53.6 65.8 24.1 53.7 21 1993 1567.37 540 4200 48.0 82.9 66.6 33.1 52.7 22 1994 1458.42 540 3463 95.6 76.4 66.8 74.5 53.2 | BUGEY-1 | GCR | UNGG | Permanent Shutdown | 540 | 540 | 555 | 1954 | 55.33 | ÉLECTRICITÉ DE FRANCE | ÉLECTRICITÉ DE FRANCE | 1965-12-01 | 1972-03-21 | 1972-04-15 | None | None | 1994-05-27 | 1972-07-01 | 0.532 | 0.701 | 0.668 | 230
230 | UNITED KINGDOM | Year Electricity Supplied [GW.h] Reference Unit Power [MW] Annual Time On Line [h] ... Energy Availability Factor [%] Load Factor [%] Year Electricity Supplied [GW.h] Reference Unit Power [MW] Annual Time On Line [h] ... Annual Cumulative Annual Cumulative 0 1956 Data Not Provided Data Not Provided Data Not Provided ... Data Not Provided Data Not Provided Data Not Provided Data Not Provided 1 1957 " " " ... " " " " 2 1958 " " " ... " " " " 3 1959 " " " ... " " " " 4 1960 " " " ... " " " " 5 1961 " " " ... " " " " 6 1962 " " " ... " " " " 7 1963 " " " ... " " " " 8 1964 " " " ... " " " " 9 1965 " " " ... " " " " 10 1966 " " " ... " " " " 11 1967 " " " ... " " " " 12 1968 " " " ... " " " " 13 1969 " " " ... " " " " 14 1970 " " " ... " " " " 15 1971 476.500 60 8760 ... 90.7 NC 90.7 NC 16 1972 477.520 60 8784 ... 90.6 NC 90.6 NC 17 1973 381.250 49 8760 ... 59.4 NC 88.8 NC 18 1974 380.950 49 8066 ... 90.0 NC 88.8 NC 19 1975 290.820 49 8760 ... 67.5 NC 67.8 NC 20 1976 Data Not Provided Data Not Provided Data Not Provided ... Data Not Provided Data Not Provided Data Not Provided Data Not Provided 21 1977 208.220 50 0 ... 47.5 NC 47.5 NC 22 1978 255.250 50 0 ... 58.3 NC 58.3 NC 23 1979 209.750 50 0 ... 47.9 NC 47.9 NC 24 1980 241.250 50 8784 ... 54.9 NC 54.9 NC 25 1981 328.500 50 8760 ... 76.0 NC 75.0 NC 26 1982 350.750 50 8760 ... 81.1 NC 80.1 NC 27 1983 353.000 50 8749 ... 81.6 NC 80.6 NC 28 1984 360.000 50 8784 ... 96.7 NC 82.0 NC 29 1985 360.030 50 7888 ... 83.2 NC 82.2 NC 30 1986 353.350 50 7646 ... 87.0 NC 80.7 NC 31 1987 334.250 50 7597 ... 82.6 75.1 76.3 74.9 32 1988 325.590 50 7129 ... 86.4 75.8 74.1 74.8 33 1989 349.010 50 7447 ... 86.0 76.3 79.7 75.1 34 1990 342.770 50 7453 ... 85.8 76.8 78.3 75.3 35 1991 340.500 50 7513 ... 84.6 77.2 77.7 75.4 36 1992 355.790 50 7570 ... 85.9 77.6 81.0 75.6 37 1993 368.750 50 8108 ... 90.8 78.2 84.2 76.0 38 1994 372.980 50 8011 ... 92.1 78.8 85.2 76.4 39 1995 357.500 49 7824 ... 88.2 79.2 83.3 76.7 40 1996 347.280 49 8784 ... 85.7 79.4 80.7 76.8 41 1997 343.580 50 7567 ... 85.1 79.6 78.4 76.9 42 1998 Data Not Provided Data Not Provided Data Not Provided ... Data Not Provided Data Not Provided Data Not Provided Data Not Provided 43 1999 " " " ... " " " " 44 2000 " " " ... " " " " 45 2001 " " " ... " " " " 46 2002 " " " ... " " " " 47 2003 " " " ... " " " " [48 rows x 9 columns] | CALDER HALL-1 | GCR | MAGNOX | Permanent Shutdown | 35 | 49 | 60 | 268 | 14.04 | Nuclear Decommissioning Authority | Sellafield Limited | 1953-08-01 | 1956-05-01 | 1956-08-27 | None | None | 2003-03-31 | 1956-10-01 | 0.769 | 0.823 | 0.796 | 231
231 | UNITED KINGDOM | Year Electricity Supplied [GW.h] Reference Unit Power [MW] Annual Time On Line [h] ... Energy Availability Factor [%] Load Factor [%] Year Electricity Supplied [GW.h] Reference Unit Power [MW] Annual Time On Line [h] ... Annual Cumulative Annual Cumulative 0 1957 Data Not Provided Data Not Provided Data Not Provided ... Data Not Provided Data Not Provided Data Not Provided Data Not Provided 1 1958 " " " ... " " " " 2 1959 " " " ... " " " " 3 1960 " " " ... " " " " 4 1961 " " " ... " " " " 5 1962 " " " ... " " " " 6 1963 " " " ... " " " " 7 1964 " " " ... " " " " 8 1965 " " " ... " " " " 9 1966 " " " ... " " " " 10 1967 " " " ... " " " " 11 1968 " " " ... " " " " 12 1969 " " " ... " " " " 13 1970 " " " ... " " " " 14 1971 476.500 60 8760 ... 90.7 NC 90.7 NC 15 1972 477.520 60 8784 ... 90.6 NC 90.6 NC 16 1973 381.250 49 8760 ... 59.4 NC 88.8 NC 17 1974 380.950 49 8066 ... 90.0 NC 88.8 NC 18 1975 290.820 49 8760 ... 67.5 NC 67.8 NC 19 1976 Data Not Provided Data Not Provided Data Not Provided ... Data Not Provided Data Not Provided Data Not Provided Data Not Provided 20 1977 208.220 50 0 ... 47.5 NC 47.5 NC 21 1978 255.250 50 0 ... 58.3 NC 58.3 NC 22 1979 209.750 50 0 ... 47.9 NC 47.9 NC 23 1980 241.250 50 8784 ... 54.9 NC 54.9 NC 24 1981 328.500 50 8760 ... 76.0 NC 75.0 NC 25 1982 350.750 50 8760 ... 81.1 NC 80.1 NC 26 1983 353.000 50 8749 ... 81.6 NC 80.6 NC 27 1984 360.000 50 8784 ... 96.7 NC 82.0 NC 28 1985 360.030 50 7888 ... 83.2 NC 82.2 NC 29 1986 353.350 50 7646 ... 87.0 74.6 80.7 74.8 30 1987 334.250 50 7597 ... 82.6 75.1 76.3 74.9 31 1988 325.590 50 7129 ... 86.4 75.8 74.1 74.8 32 1989 349.010 50 7447 ... 86.0 76.3 79.7 75.1 33 1990 342.770 50 7453 ... 85.8 76.8 78.3 75.3 34 1991 340.500 50 7513 ... 84.6 77.2 77.7 75.4 35 1992 355.790 50 7570 ... 85.9 77.6 81.0 75.6 36 1993 368.750 50 8108 ... 90.8 78.2 84.2 76.0 37 1994 372.980 50 8011 ... 92.1 78.8 85.2 76.4 38 1995 357.500 49 8760 ... 88.2 79.2 83.3 76.7 39 1996 347.280 49 8784 ... 85.7 79.4 80.7 76.8 40 1997 343.580 50 7567 ... 85.1 79.6 78.4 76.9 41 1998 Data Not Provided Data Not Provided Data Not Provided ... Data Not Provided Data Not Provided Data Not Provided Data Not Provided 42 1999 " " " ... " " " " 43 2000 " " " ... " " " " 44 2001 " " " ... " " " " 45 2002 " " " ... " " " " 46 2003 " " " ... " " " " [47 rows x 9 columns] | CALDER HALL-2 | GCR | MAGNOX | Permanent Shutdown | 35 | 49 | 60 | 268 | 14.04 | Nuclear Decommissioning Authority | Sellafield Limited | 1953-08-01 | 1956-12-01 | 1957-02-01 | None | None | 2003-03-31 | 1957-02-01 | 0.769 | 0.827 | 0.796 | 232
232 | UNITED KINGDOM | Year Electricity Supplied [GW.h] Reference Unit Power [MW] Annual Time On Line [h] ... Energy Availability Factor [%] Load Factor [%] Year Electricity Supplied [GW.h] Reference Unit Power [MW] Annual Time On Line [h] ... Annual Cumulative Annual Cumulative 0 1958 Data Not Provided Data Not Provided Data Not Provided ... Data Not Provided Data Not Provided Data Not Provided Data Not Provided 1 1959 " " " ... " " " " 2 1960 " " " ... " " " " 3 1961 " " " ... " " " " 4 1962 " " " ... " " " " 5 1963 " " " ... " " " " 6 1964 " " " ... " " " " 7 1965 " " " ... " " " " 8 1966 " " " ... " " " " 9 1967 " " " ... " " " " 10 1968 " " " ... " " " " 11 1969 " " " ... " " " " 12 1970 " " " ... " " " " 13 1971 476.500 60 8760 ... 90.7 NC 90.7 NC 14 1972 477.520 60 8784 ... 90.6 NC 90.6 NC 15 1973 381.250 49 8760 ... 59.4 NC 88.8 NC 16 1974 380.950 49 8066 ... 90.0 NC 88.8 NC 17 1975 290.820 49 8760 ... 67.5 NC 67.8 NC 18 1976 Data Not Provided Data Not Provided Data Not Provided ... Data Not Provided Data Not Provided Data Not Provided Data Not Provided 19 1977 208.220 50 0 ... 47.5 NC 47.5 NC 20 1978 255.250 50 0 ... 58.3 NC 58.3 NC 21 1979 209.750 50 0 ... 47.9 NC 47.9 NC 22 1980 241.250 50 8784 ... 54.9 NC 54.9 NC 23 1981 328.500 50 8760 ... 76.0 NC 75.0 NC 24 1982 350.750 50 8760 ... 81.1 NC 80.1 NC 25 1983 353.000 50 8749 ... 81.6 NC 80.6 NC 26 1984 360.000 50 8784 ... 96.7 NC 82.0 NC 27 1985 360.030 50 7888 ... 83.2 73.7 82.2 74.4 28 1986 353.350 50 7646 ... 87.0 74.6 80.7 74.8 29 1987 334.250 50 7597 ... 82.6 75.1 76.3 74.9 30 1988 325.590 50 7129 ... 86.4 75.8 74.1 74.8 31 1989 349.010 50 7447 ... 86.0 76.3 79.7 75.1 32 1990 342.770 50 7453 ... 85.8 76.8 78.3 75.3 33 1991 340.500 50 7513 ... 84.6 77.2 77.7 75.4 34 1992 355.790 50 7570 ... 85.9 77.6 81.0 75.6 35 1993 368.750 50 8108 ... 90.8 78.2 84.2 76.0 36 1994 372.980 50 8011 ... 92.1 78.8 85.2 76.4 37 1995 357.500 49 8760 ... 88.2 79.2 83.3 76.7 38 1996 347.280 49 8784 ... 85.7 79.4 80.7 76.8 39 1997 343.580 50 7567 ... 85.1 79.6 78.4 76.9 40 1998 Data Not Provided Data Not Provided Data Not Provided ... Data Not Provided Data Not Provided Data Not Provided Data Not Provided 41 1999 " " " ... " " " " 42 2000 " " " ... " " " " 43 2001 " " " ... " " " " 44 2002 " " " ... " " " " 45 2003 " " " ... " " " " [46 rows x 9 columns] | CALDER HALL-3 | GCR | MAGNOX | Permanent Shutdown | 35 | 49 | 60 | 268 | 14.04 | Nuclear Decommissioning Authority | Sellafield Limited | 1955-08-01 | 1958-01-01 | 1958-03-01 | None | None | 2003-03-31 | 1958-05-01 | 0.769 | 0.827 | 0.796 | 233
233 | UNITED KINGDOM | Year Electricity Supplied [GW.h] Reference Unit Power [MW] Annual Time On Line [h] ... Energy Availability Factor [%] Load Factor [%] Year Electricity Supplied [GW.h] Reference Unit Power [MW] Annual Time On Line [h] ... Annual Cumulative Annual Cumulative 0 1959 Data Not Provided Data Not Provided Data Not Provided ... Data Not Provided Data Not Provided Data Not Provided Data Not Provided 1 1960 " " " ... " " " " 2 1961 " " " ... " " " " 3 1962 " " " ... " " " " 4 1963 " " " ... " " " " 5 1964 " " " ... " " " " 6 1965 " " " ... " " " " 7 1966 " " " ... " " " " 8 1967 " " " ... " " " " 9 1968 " " " ... " " " " 10 1969 " " " ... " " " " 11 1970 " " " ... " " " " 12 1971 476.500 60 8760 ... 90.7 NC 90.7 NC 13 1972 477.520 60 8784 ... 90.6 NC 90.6 NC 14 1973 381.250 49 8760 ... 59.4 NC 88.8 NC 15 1974 380.950 49 8066 ... 90.0 NC 88.8 NC 16 1975 290.820 49 8760 ... 67.5 NC 67.8 NC 17 1976 Data Not Provided Data Not Provided Data Not Provided ... Data Not Provided Data Not Provided Data Not Provided Data Not Provided 18 1977 208.220 50 0 ... 47.5 NC 47.5 NC 19 1978 255.250 50 0 ... 58.3 NC 58.3 NC 20 1979 209.750 50 0 ... 47.9 NC 47.9 NC 21 1980 241.250 50 8784 ... 54.9 NC 54.9 NC 22 1981 328.500 50 8760 ... 76.0 NC 75.0 NC 23 1982 350.750 50 8760 ... 81.1 NC 80.1 NC 24 1983 353.000 50 8749 ... 81.6 NC 80.6 NC 25 1984 360.000 50 8784 ... 96.7 73.0 82.0 73.8 26 1985 360.030 50 7888 ... 83.2 73.7 82.2 74.4 27 1986 353.350 50 7646 ... 87.0 74.6 80.7 74.8 28 1987 334.250 50 7597 ... 82.6 75.1 76.3 74.9 29 1988 325.590 50 7129 ... 86.4 75.8 74.1 74.8 30 1989 349.010 50 7447 ... 86.0 76.3 79.7 75.1 31 1990 342.770 50 7453 ... 85.8 76.8 78.3 75.3 32 1991 340.500 50 7513 ... 84.6 77.2 77.7 75.4 33 1992 355.790 50 7570 ... 85.9 77.6 81.0 75.6 34 1993 368.750 50 8108 ... 90.8 78.2 84.2 76.0 35 1994 372.980 50 8011 ... 92.1 78.8 85.2 76.4 36 1995 357.500 49 8760 ... 88.2 79.2 83.3 76.7 37 1996 347.280 49 8784 ... 85.7 79.4 80.7 76.8 38 1997 343.580 50 7567 ... 85.1 79.6 78.4 76.9 39 1998 Data Not Provided Data Not Provided Data Not Provided ... Data Not Provided Data Not Provided Data Not Provided Data Not Provided 40 1999 " " " ... " " " " 41 2000 " " " ... " " " " 42 2001 " " " ... " " " " 43 2002 " " " ... " " " " 44 2003 " " " ... " " " " [45 rows x 9 columns] | CALDER HALL-4 | GCR | MAGNOX | Permanent Shutdown | 35 | 49 | 60 | 268 | 14.04 | Nuclear Decommissioning Authority | Sellafield Limited | 1955-08-01 | 1958-12-01 | 1959-04-01 | None | None | 2003-03-31 | 1959-04-01 | 0.769 | 0.827 | 0.796 | 234
234 | UNITED KINGDOM | Year Electricity Supplied [GW.h] Reference Unit Power [MW] Annual Time On Line [h] ... Energy Availability Factor [%] Load Factor [%] Year Electricity Supplied [GW.h] Reference Unit Power [MW] Annual Time On Line [h] ... Annual Cumulative Annual Cumulative 0 1966 Data Not Provided Data Not Provided Data Not Provided ... Data Not Provided Data Not Provided Data Not Provided Data Not Provided 1 1967 " " " ... " " " " 2 1968 " " " ... " " " " 3 1969 " " " ... " " " " 4 1970 1815.000 326 0 ... 63.6 NC 63.6 NC 5 1971 1934.300 245 8690 ... 95.7 NC 90.1 NC 6 1972 1632.700 245 0 ... 74.5 NC 75.9 NC 7 1973 1455.150 210 7975 ... 80.7 77.3 79.3 76.1 8 1974 1558.000 210 8719 ... 84.1 78.5 84.9 77.6 9 1975 1712.000 210 8675 ... 91.9 80.4 93.3 79.8 10 1976 1701.500 210 8904 ... 89.9 81.6 91.0 81.3 11 1977 1662.000 210 8736 ... 90.1 82.6 90.6 82.3 12 1978 1686.000 210 8736 ... 90.9 83.4 91.9 83.3 13 1979 1655.000 210 8736 ... 91.0 84.1 90.2 83.9 14 1980 1396.000 210 8694 ... 77.5 83.6 76.1 83.3 15 1981 1065.500 210 8735 ... 55.3 81.3 57.0 81.2 16 1982 944.500 210 8659 ... 56.1 79.5 51.5 79.1 17 1983 1575.500 210 8736 ... 92.4 80.4 85.9 79.5 18 1984 922.500 210 7256 ... 49.2 78.4 50.3 77.7 19 1985 1344.410 210 8691 ... 71.1 78.0 73.3 77.4 20 1986 995.270 210 8660 ... 53.2 76.6 54.2 76.1 21 1987 1379.980 210 8904 ... 73.2 76.4 73.8 76.0 22 1988 1336.280 210 8530 ... 72.0 76.2 72.8 75.8 23 1989 1297.520 210 8433 ... 70.0 75.9 70.7 75.6 24 1990 1345.860 210 8016 ... 72.9 75.8 73.4 75.5 25 1991 1373.180 210 8655 ... 78.7 75.9 74.8 75.5 26 1992 1133.390 210 8077 ... 66.9 75.5 60.6 74.8 27 1993 1511.710 210 8730 ... 82.0 75.8 82.4 75.2 28 1994 1687.870 210 8125 ... 91.6 76.4 92.0 75.8 29 1995 1555.760 210 7640 ... 84.0 76.7 84.6 76.1 30 1996 415.040 210 2233 ... 22.5 74.7 22.5 74.2 31 1997 1743.700 210 8350 ... 93.8 75.4 94.8 74.9 32 1998 1208.390 210 5818 ... 64.4 75.0 65.7 74.6 33 1999 1238.350 210 6488 ... 67.3 74.8 67.3 74.4 34 2000 949.400 210 4464 ... 50.8 74.0 51.5 73.6 35 2001 1783.290 210 8339 ... 94.2 74.6 96.9 74.4 36 2002 1335.480 210 6239 ... 70.3 74.5 72.6 74.3 37 2003 1834.660 210 8379 ... 96.2 75.1 99.7 75.0 38 2004 526.520 210 2507 ... 28.5 73.8 28.5 73.7 39 2005 1730.830 210 8760 ... 94.1 74.4 94.1 74.3 40 2006 1645.110 210 7982 ... 89.3 74.8 89.7 74.7 [41 rows x 9 columns] | SIZEWELL A-1 | GCR | MAGNOX | Permanent Shutdown | 290 | 210 | 245 | 1010 | 56.78 | Nuclear Decommissioning Authority | MAGNOX, LTD | 1961-04-01 | 1965-06-01 | 1966-01-21 | None | None | 2006-12-31 | 1966-03-25 | 0.747 | 0.843 | 0.748 | 235
235 | UNITED KINGDOM | Year Electricity Supplied [GW.h] Reference Unit Power [MW] Annual Time On Line [h] ... Energy Availability Factor [%] Load Factor [%] Year Electricity Supplied [GW.h] Reference Unit Power [MW] Annual Time On Line [h] ... Annual Cumulative Annual Cumulative 0 1966 Data Not Provided Data Not Provided Data Not Provided ... Data Not Provided Data Not Provided Data Not Provided Data Not Provided 1 1967 " " " ... " " " " 2 1968 " " " ... " " " " 3 1969 " " " ... " " " " 4 1970 1815.000 326 0 ... 63.6 NC 63.6 NC 5 1971 1934.300 245 8690 ... 95.7 NC 90.1 NC 6 1972 1632.700 245 0 ... 74.5 NC 75.9 NC 7 1973 1455.150 210 7975 ... 80.7 77.3 79.3 76.1 8 1974 1558.000 210 8719 ... 84.1 78.5 84.9 77.6 9 1975 1712.000 210 8675 ... 91.9 80.4 93.3 79.8 10 1976 1701.500 210 8904 ... 89.9 81.6 91.0 81.3 11 1977 1662.000 210 8736 ... 90.1 82.6 90.6 82.3 12 1978 1686.000 210 8736 ... 90.9 83.4 91.9 83.3 13 1979 1655.000 210 8736 ... 91.0 84.1 90.2 83.9 14 1980 1396.000 210 8694 ... 77.5 83.6 76.1 83.3 15 1981 1065.500 210 8735 ... 55.3 81.3 57.0 81.2 16 1982 944.500 210 8659 ... 56.1 79.5 51.5 79.1 17 1983 1575.500 210 8736 ... 92.4 80.4 85.9 79.5 18 1984 922.500 210 7256 ... 49.2 78.4 50.3 77.7 19 1985 1344.410 210 8691 ... 71.1 78.0 73.3 77.4 20 1986 995.270 210 8660 ... 53.2 76.6 54.2 76.1 21 1987 1379.980 210 8904 ... 73.2 76.4 73.8 76.0 22 1988 1336.280 210 8530 ... 72.0 76.2 72.8 75.8 23 1989 1297.520 210 8433 ... 70.0 75.9 70.7 75.6 24 1990 1345.860 210 8016 ... 72.9 75.8 73.4 75.5 25 1991 1373.180 210 8655 ... 78.7 75.9 74.8 75.5 26 1992 1133.390 210 8077 ... 66.9 75.5 60.6 74.8 27 1993 1511.710 210 8730 ... 82.0 75.8 82.4 75.2 28 1994 1687.870 210 8125 ... 91.6 76.4 92.0 75.8 29 1995 1260.330 210 6191 ... 68.5 76.1 68.5 75.5 30 1996 0.000 210 0 ... 0.0 73.4 0.0 72.8 31 1997 0.000 210 0 ... 0.0 70.8 0.0 70.3 32 1998 0.000 210 0 ... 0.0 68.4 0.0 67.9 33 1999 1238.020 210 6163 ... 67.2 68.4 67.3 67.9 34 2000 1809.110 210 8688 ... 96.9 69.3 98.1 68.9 35 2001 1243.530 210 5820 ... 65.7 69.2 67.6 68.8 36 2002 1669.420 210 8069 ... 89.4 69.8 90.8 69.5 37 2003 1419.540 210 6943 ... 76.7 70.0 77.2 69.7 38 2004 1710.640 210 8608 ... 92.7 70.6 92.7 70.3 39 2005 1521.220 210 7462 ... 82.7 71.0 82.7 70.7 40 2006 1720.370 210 8393 ... 93.2 71.5 93.5 71.3 [41 rows x 9 columns] | SIZEWELL A-2 | GCR | MAGNOX | Permanent Shutdown | 290 | 210 | 245 | 1010 | 53.34 | Nuclear Decommissioning Authority | MAGNOX, LTD | 1961-04-01 | 1965-12-01 | 1966-04-09 | None | None | 2006-12-31 | 1966-09-15 | 0.713 | 0.809 | 0.715 | 236
236 | UNITED KINGDOM | Year Electricity Supplied [GW.h] ... Load Factor [%] Year Electricity Supplied [GW.h] ... Annual Cumulative 0 1967 Data from a trial operation not provided ... Data from a trial operation not provided Data from a trial operation not provided 1 1968 Data Not Provided ... Data Not Provided Data Not Provided 2 1969 " ... " " 3 1970 1273.000 ... 68.6 NC 4 1971 1560.450 ... 83.6 76.1 5 1972 1436.450 ... 78.3 76.8 6 1973 1265.200 ... 72.4 75.8 7 1974 1355.000 ... 77.6 76.1 8 1975 1436.500 ... 80.6 76.8 9 1976 1508.500 ... 81.4 77.5 10 1977 1555.000 ... 85.6 78.5 11 1978 1533.500 ... 84.4 79.2 12 1979 1592.000 ... 87.6 80.0 13 1980 1648.000 ... 90.7 81.0 14 1981 1688.000 ... 91.1 81.9 15 1982 1717.000 ... 94.5 82.8 16 1983 1506.500 ... 79.5 82.6 17 1984 1520.500 ... 80.2 82.4 18 1985 1661.050 ... 87.6 82.8 19 1986 1654.280 ... 87.3 83.0 20 1987 1611.460 ... 83.4 83.0 21 1988 1687.600 ... 89.0 83.4 22 1989 1457.590 ... 76.9 83.0 23 1990 1457.530 ... 76.9 82.7 24 1991 1592.090 ... 84.0 82.8 25 1992 1706.070 ... 88.3 83.0 26 1993 1770.630 ... 93.4 83.5 27 1994 1743.400 ... 92.0 83.8 28 1995 1570.500 ... 82.6 83.8 29 1996 1548.780 ... 81.2 83.7 30 1997 1693.070 ... 89.1 83.9 31 1998 1532.280 ... 80.6 83.8 32 1999 1774.330 ... 93.3 84.1 33 2000 1641.410 ... 86.1 84.2 34 2001 1621.290 ... 85.3 84.2 35 2002 1714.990 ... 90.2 84.4 36 2003 1513.700 ... 79.6 84.2 37 2004 723.830 ... 38.0 82.9 38 2005 744.570 ... 39.2 81.7 39 2006 1106.000 ... 58.2 81.0 40 2007 0.000 ... 0.0 78.8 41 2008 0.000 ... 0.0 76.8 42 2009 842.320 ... 44.3 76.0 43 2010 1728.350 ... 90.9 76.3 44 2011 1338.850 ... 70.4 76.2 45 2012 224.310 ... 71.8 76.2 [46 rows x 9 columns] | OLDBURY A-1 | GCR | MAGNOX | Permanent Shutdown | 300 | 217 | 230 | 730 | 62.26 | Nuclear Decommissioning Authority | MAGNOX, LTD | 1962-05-01 | 1967-08-01 | 1967-11-07 | None | None | 2012-02-29 | 1967-12-31 | 0.762 | 0.855 | 0.759 | 237
237 | UNITED KINGDOM | Year Electricity Supplied [GW.h] Reference Unit Power [MW] Annual Time On Line [h] ... Energy Availability Factor [%] Load Factor [%] Year Electricity Supplied [GW.h] Reference Unit Power [MW] Annual Time On Line [h] ... Annual Cumulative Annual Cumulative 0 1968 Data Not Provided Data Not Provided Data Not Provided ... Data Not Provided Data Not Provided Data Not Provided Data Not Provided 1 1969 " " " ... " " " " 2 1970 1273.000 212 0 ... 100.0 NC 68.6 NC 3 1971 1560.450 212 8759 ... 86.9 93.4 83.6 76.1 4 1972 1436.450 210 8736 ... 76.0 87.7 78.3 76.8 5 1973 1265.200 200 8704 ... 63.3 81.8 72.4 75.8 6 1974 1355.000 200 8731 ... 74.9 80.5 77.6 76.1 7 1975 1436.500 204 8693 ... 78.9 80.2 80.6 76.8 8 1976 1508.500 208 8714 ... 80.2 80.2 81.4 77.5 9 1977 1555.000 208 8736 ... 85.5 80.9 85.6 78.5 10 1978 1533.500 208 8736 ... 84.5 81.3 84.4 79.2 11 1979 1592.000 208 8736 ... 88.0 82.0 87.6 80.0 12 1980 1648.000 208 8736 ... 86.2 82.4 90.7 81.0 13 1981 1688.000 208 8904 ... 85.5 82.6 91.1 81.9 14 1982 1717.000 208 8736 ... 86.0 82.9 94.5 82.8 15 1983 1506.500 217 8566 ... 77.4 82.5 79.5 82.6 16 1984 1520.500 217 8736 ... 77.7 82.2 80.2 82.4 17 1985 1661.050 217 8701 ... 83.2 82.2 87.6 82.8 18 1986 1654.280 217 8650 ... 85.0 82.4 87.3 83.0 19 1987 1611.460 217 8904 ... 82.9 82.4 83.4 83.0 20 1988 1687.600 217 8530 ... 86.0 82.6 89.0 83.4 21 1989 1457.590 217 8644 ... 82.0 82.6 76.9 83.0 22 1990 1457.530 217 8713 ... 76.1 82.3 76.9 82.7 23 1991 1592.090 217 8736 ... 84.3 82.4 84.0 82.8 24 1992 1706.070 217 8857 ... 88.6 82.6 88.3 83.0 25 1993 1770.630 217 8736 ... 92.5 83.1 93.4 83.5 26 1994 1743.400 217 8318 ... 91.6 83.4 92.0 83.8 27 1995 1841.310 217 8613 ... 96.7 83.9 96.9 84.3 28 1996 1790.890 217 8641 ... 94.0 84.3 94.0 84.7 29 1997 1832.390 217 8618 ... 96.4 84.8 96.4 85.1 30 1998 1883.090 217 8760 ... 98.8 85.2 99.1 85.6 31 1999 1515.450 217 7036 ... 79.3 85.0 79.7 85.4 32 2000 1951.590 217 8685 ... 98.6 85.5 102.4 86.0 33 2001 1939.820 217 8715 ... 98.8 85.9 102.0 86.5 34 2002 1705.690 217 7724 ... 87.8 86.0 89.7 86.6 35 2003 1859.370 217 8187 ... 93.4 86.2 97.8 86.9 36 2004 1686.380 217 8187 ... 88.5 86.3 88.5 87.0 37 2005 776.530 217 3743 ... 40.8 85.0 40.8 85.7 38 2006 0.000 217 0 ... 0.0 82.6 0.0 83.3 39 2007 618.000 217 3178 ... 32.5 81.3 32.5 82.0 40 2008 1660.090 217 8241 ... 87.2 81.5 87.1 82.1 41 2009 1265.090 217 6439 ... 66.6 81.1 66.6 81.7 42 2010 1371.880 217 6579 ... 72.2 80.9 72.2 81.5 43 2011 624.930 217 3113 ... 66.3 80.7 66.3 81.3 [44 rows x 9 columns] | OLDBURY A-2 | GCR | MAGNOX | Permanent Shutdown | 300 | 217 | 230 | 660 | 65.63 | Nuclear Decommissioning Authority | MAGNOX, LTD | 1962-05-01 | 1967-12-01 | 1968-04-06 | None | None | 2011-06-30 | 1968-09-30 | 0.813 | 0.889 | 0.807 | 238
238 | UNITED KINGDOM | Year Electricity Supplied [GW.h] ... Load Factor [%] Year Electricity Supplied [GW.h] ... Annual Cumulative 0 1967 Data from a trial operation not provided ... Data from a trial operation not provided Data from a trial operation not provided 1 1968 Data Not Provided ... Data Not Provided Data Not Provided 2 1969 " ... " " 3 1970 " ... " " 4 1971 507.100 ... 57.9 NC 5 1972 236.700 ... 27.0 NC 6 1973 528.300 ... 60.3 48.4 7 1974 489.100 ... 55.8 50.2 8 1975 533.600 ... 60.9 52.4 9 1976 421.000 ... 52.1 52.3 10 1977 536.000 ... 66.5 54.2 11 1978 551.000 ... 68.4 55.9 12 1979 538.000 ... 66.8 57.0 13 1980 565.000 ... 69.9 58.3 14 1981 491.000 ... 60.9 58.5 15 1982 542.000 ... 67.2 59.2 16 1983 651.000 ... 79.9 60.8 17 1984 546.000 ... 67.6 61.2 18 1985 388.800 ... 48.2 60.4 19 1986 538.000 ... 66.8 60.8 20 1987 518.000 ... 64.3 61.0 21 1988 492.000 ... 60.9 61.0 22 1989 423.290 ... 52.5 60.6 23 1990 368.000 ... 64.1 60.7 [24 rows x 9 columns] | WINFRITH SGHWR | SGHWR | None | Permanent Shutdown | 92 | 92 | 100 | 318 | 10.96 | None | None | 1963-05-01 | 1967-09-01 | 1967-12-01 | None | None | 1990-09-11 | 1968-01-01 | 0.607 | 0.609 | 0.612 | 239
239 | UNITED KINGDOM | Year Electricity Supplied [GW.h] Reference Unit Power [MW] Annual Time On Line [h] Operation Factor [%] Energy Availability Factor [%] Load Factor [%] Year Electricity Supplied [GW.h] Reference Unit Power [MW] Annual Time On Line [h] Operation Factor [%] Annual Cumulative Annual Cumulative 0 1971 860.89 495 5213 87.0 47.2 47.2 47.2 47.2 1 1972 1513.15 495 0 0.0 35.0 36.7 35.0 36.8 2 1973 1118.45 420 0 0.0 30.5 34.1 30.5 34.1 3 1974 2182.00 420 8568 98.1 59.5 41.6 59.5 41.6 4 1975 791.50 420 4437 50.8 21.6 37.0 21.6 37.0 5 1976 2409.00 420 8633 97.0 66.8 42.7 64.4 42.2 6 1977 2492.00 420 8008 91.7 70.0 46.9 67.9 46.2 7 1978 1900.50 420 7739 88.6 52.5 47.7 51.8 47.0 8 1979 2600.00 420 8694 99.5 74.9 50.9 70.9 49.8 9 1980 2882.00 420 8609 98.6 78.1 53.8 78.6 52.9 10 1981 3117.00 420 8823 99.1 83.2 56.7 83.4 55.9 11 1982 3020.00 420 8700 98.5 81.7 58.9 81.4 58.1 12 1983 3148.00 420 8715 99.8 83.9 60.9 85.8 60.4 13 1984 3378.50 420 8728 99.9 89.5 63.0 92.1 62.7 14 1985 3341.25 420 8736 100.0 88.4 64.8 91.1 64.7 15 1986 2049.95 420 7939 90.6 61.9 64.6 55.7 64.1 16 1987 2249.70 420 8611 96.7 58.8 64.3 60.2 63.9 17 1988 3086.18 420 8530 97.6 83.8 65.4 84.1 65.0 18 1989 3307.02 420 8572 97.6 86.9 66.6 89.6 66.4 19 1990 3373.20 420 8549 97.9 89.9 67.8 91.9 67.7 20 1991 3725.65 420 8374 95.9 89.7 68.8 101.5 69.3 21 1992 3897.59 475 8904 100.0 92.1 70.1 92.2 70.6 22 1993 3607.61 475 8477 97.0 86.8 70.9 86.9 71.4 23 1994 3055.49 475 6933 79.4 72.4 71.0 73.6 71.5 24 1995 2928.82 475 6216 71.0 69.7 70.9 70.4 71.4 25 1996 3973.85 475 8438 96.1 93.2 71.9 95.2 72.5 26 1997 3534.78 490 7353 83.9 81.9 72.3 82.4 72.9 27 1998 3725.16 490 8079 92.2 86.3 72.9 86.8 73.4 28 1999 3130.26 490 7632 87.1 72.7 72.9 72.9 73.4 29 2000 1000.95 490 2460 28.0 23.3 71.0 23.3 71.5 30 2001 1306.51 490 3451 39.4 30.4 69.5 30.4 70.0 31 2002 4058.30 490 8541 97.5 94.4 70.4 94.6 70.9 32 2003 2916.04 490 6389 72.9 67.9 70.3 67.9 70.8 33 2004 4144.31 490 8784 100.0 96.1 71.2 96.3 71.6 34 2005 2967.86 490 7200 82.2 69.1 71.1 69.1 71.6 35 2006 3730.40 490 8598 98.2 86.9 71.6 86.9 72.0 36 2007 1569.94 490 4401 50.2 36.6 70.5 36.6 71.0 37 2008 3944.36 490 8784 100.0 91.6 71.2 91.6 71.6 38 2009 2343.01 490 5672 64.8 54.6 70.7 54.6 71.1 39 2010 3480.52 490 8760 100.0 81.1 71.0 81.1 71.4 40 2011 2270.31 490 5487 62.6 52.9 70.5 52.9 70.9 41 2012 2578.25 490 6624 75.4 59.9 70.2 59.9 70.6 42 2013 3648.93 490 8693 99.2 85.0 70.6 85.0 70.9 43 2014 1643.62 490 4355 49.7 38.3 69.8 38.3 70.1 44 2015 3265.82 490 8098 92.7 76.0 69.9 76.3 70.3 | WYLFA-1 | GCR | MAGNOX | Permanent Shutdown | 550 | 490 | 530 | 1650 | 126.47 | Nuclear Decommissioning Authority | MAGNOX, LTD | 1963-09-01 | 1969-11-01 | 1971-01-24 | None | None | 2015-12-30 | 1971-11-01 | 0.703 | 0.823 | 0.699 | 240
240 | UNITED KINGDOM | Year Electricity Supplied [GW.h] Reference Unit Power [MW] Annual Time On Line [h] Operation Factor [%] Energy Availability Factor [%] Load Factor [%] Year Electricity Supplied [GW.h] Reference Unit Power [MW] Annual Time On Line [h] Operation Factor [%] Annual Cumulative Annual Cumulative 0 1971 653.04 495 3251 NaN NaN NaN NaN NaN 1 1972 1513.15 495 0 0.0 35.0 35.0 35.0 35.0 2 1973 1118.45 420 0 0.0 30.5 32.9 30.5 32.9 3 1974 2182.00 420 8568 98.1 59.5 41.3 59.5 41.3 4 1975 791.50 420 4437 50.8 21.6 36.6 21.6 36.6 5 1976 2409.00 420 8633 97.0 66.8 42.5 64.4 42.0 6 1977 2492.00 420 8008 91.7 70.0 46.9 67.9 46.2 7 1978 1900.50 420 7739 88.6 52.5 47.7 51.8 47.0 8 1979 2600.00 420 8694 99.5 74.9 51.0 70.9 49.9 9 1980 2882.00 420 8609 98.6 78.1 54.0 78.6 53.0 10 1981 3117.00 420 8823 99.1 83.2 56.9 83.4 56.0 11 1982 3020.00 420 8700 98.5 81.7 59.1 81.4 58.3 12 1983 3148.00 420 8715 99.8 83.9 61.1 85.8 60.6 13 1984 3378.50 420 8728 99.9 89.5 63.3 92.1 63.0 14 1985 3341.25 420 8736 100.0 88.4 65.0 91.1 64.9 15 1986 2049.95 420 7939 90.6 61.9 64.8 55.7 64.3 16 1987 2249.70 420 8611 96.7 58.8 64.5 60.2 64.1 17 1988 3086.18 420 8530 97.6 83.8 65.6 84.1 65.2 18 1989 3307.02 420 8572 97.6 86.9 66.8 89.6 66.6 19 1990 3373.20 420 8549 97.9 89.9 68.0 91.9 67.9 20 1991 3725.65 420 8374 95.9 89.7 69.0 101.5 69.5 21 1992 3897.59 475 8904 100.0 92.1 70.3 92.2 70.8 22 1993 3607.61 475 8477 97.0 86.8 71.1 86.9 71.6 23 1994 3055.49 475 6933 79.4 72.4 71.2 73.6 71.7 24 1995 3765.93 475 8760 100.0 90.5 72.0 90.5 72.5 25 1996 3150.52 475 7445 84.8 75.5 72.2 75.5 72.7 26 1997 3979.38 490 8342 95.2 92.7 73.1 92.7 73.5 27 1998 3329.14 490 7128 81.4 78.1 73.3 77.6 73.7 28 1999 4035.42 490 8656 98.8 93.0 74.1 94.0 74.5 29 2000 887.01 490 2208 25.1 20.6 72.0 20.6 72.4 30 2001 1286.37 490 3198 36.5 30.0 70.5 30.0 70.9 31 2002 3417.23 490 7385 84.3 79.5 70.8 79.6 71.2 32 2003 3354.41 490 7544 86.1 78.1 71.0 78.2 71.4 33 2004 3246.96 490 7296 83.1 75.4 71.2 75.4 71.6 34 2005 3781.99 490 8645 98.7 88.1 71.7 88.1 72.1 35 2006 1932.56 490 6020 68.7 45.0 70.9 45.0 71.2 36 2007 3198.80 490 7871 89.8 74.5 71.0 74.5 71.4 37 2008 2080.95 490 5427 61.8 48.4 70.4 48.4 70.7 38 2009 3259.42 490 8623 98.4 75.9 70.5 75.9 70.8 39 2010 1584.60 490 4235 48.3 36.9 69.6 36.9 69.9 40 2011 2639.96 490 6875 78.5 61.5 69.4 61.5 69.7 41 2012 1139.78 490 2780 99.9 82.8 69.5 83.6 69.8 | WYLFA-2 | GCR | MAGNOX | Permanent Shutdown | 550 | 490 | 540 | 1920 | 109.28 | Nuclear Decommissioning Authority | MAGNOX, LTD | 1963-09-01 | 1970-09-01 | 1971-07-21 | None | None | 2012-04-25 | 1972-01-03 | 0.698 | 0.825 | 0.695 | 241
241 | UNITED KINGDOM | Year Electricity Supplied [GW.h] Reference Unit Power [MW] Annual Time On Line [h] ... Energy Availability Factor [%] Load Factor [%] Year Electricity Supplied [GW.h] Reference Unit Power [MW] Annual Time On Line [h] ... Annual Cumulative Annual Cumulative 0 1962 Data Not Provided Data Not Provided Data Not Provided ... Data Not Provided Data Not Provided Data Not Provided Data Not Provided 1 1963 " " " ... " " " " 2 1964 " " " ... " " " " 3 1965 " " " ... " " " " 4 1966 " " " ... " " " " 5 1967 " " " ... " " " " 6 1968 " " " ... " " " " 7 1969 " " " ... " " " " 8 1970 " " " ... " " " " 9 1971 " " " ... " " " " 10 1972 55.900 15 4344 ... 42.4 NC 42.4 NC 11 1973 44.200 15 3257 ... 33.7 NC 33.6 NC 12 1974 25.700 12 2150 ... 24.3 NC 24.4 NC 13 1975 23.900 13 2054 ... 23.4 NC 21.0 NC 14 1976 28.400 11 2860 ... 31.0 NC 29.4 NC 15 1977 14.200 11 1275 ... 51.2 NC 52.0 NC [16 rows x 9 columns] | DOUNREAY DFR | FBR | None | Permanent Shutdown | 14 | 11 | 15 | 60 | 0.54 | None | None | 1955-03-01 | 1959-11-14 | 1962-10-01 | None | None | 1977-03-01 | 1962-10-01 | None | None | None | 242
242 | UNITED KINGDOM | Year Electricity Supplied [GW.h] ... Load Factor [%] Year Electricity Supplied [GW.h] ... Annual Cumulative 0 1975 Data from a trial operation not provided ... Data from a trial operation not provided Data from a trial operation not provided 1 1976 Data Not Provided ... Data Not Provided Data Not Provided 2 1977 " ... " " 3 1978 232.300 ... 14.7 NC 4 1979 159.000 ... 9.9 12.3 5 1980 Data Not Provided ... Data Not Provided Data Not Provided 6 1981 215.000 ... 10.5 11.6 7 1982 96.000 ... 6.0 10.3 8 1983 128.000 ... 8.0 9.8 9 1984 446.080 ... 20.3 12.0 10 1985 893.210 ... 40.8 16.9 11 1986 889.390 ... 43.4 20.6 12 1987 841.830 ... 41.1 23.0 13 1988 610.570 ... 29.7 23.8 14 1989 1042.600 ... 47.9 26.2 15 1990 534.070 ... 24.5 26.1 16 1991 777.190 ... 35.7 26.9 17 1992 Data Not Provided ... Data Not Provided Data Not Provided 18 1993 " ... " " 19 1994 " ... " " [20 rows x 9 columns] | DOUNREAY PFR | FBR | None | Permanent Shutdown | 234 | 234 | 250 | 600 | 7.14 | None | None | 1966-01-01 | 1974-03-01 | 1975-01-10 | None | None | 1994-03-31 | 1976-07-01 | 0.269 | 0.382 | 0.407 | 243
243 | UNITED KINGDOM | Year Electricity Supplied [GW.h] ... Load Factor [%] Year Electricity Supplied [GW.h] ... Annual Cumulative 0 1976 Data from a trial operation not provided ... Data from a trial operation not provided Data from a trial operation not provided 1 1977 " ... " " 2 1978 Data Not Provided ... Data Not Provided Data Not Provided 3 1979 3079.800 ... 88.1 88.1 4 1980 2337.160 ... 56.3 70.9 5 1981 3441.600 ... 74.3 72.2 6 1982 2950.760 ... 65.0 70.2 7 1983 4082.980 ... 89.9 74.4 8 1984 3408.220 ... 75.0 74.5 9 1985 4263.020 ... 93.8 77.4 10 1986 3199.190 ... 65.4 75.7 11 1987 1837.990 ... 36.9 70.9 12 1988 2905.410 ... 59.4 69.7 13 1989 4195.300 ... 85.8 71.2 14 1990 3101.980 ... 63.4 70.6 15 1991 4601.890 ... 94.1 72.5 16 1992 3614.470 ... 69.5 72.2 17 1993 4843.290 ... 94.0 73.8 18 1994 4126.200 ... 80.7 74.3 19 1995 4812.460 ... 89.8 75.3 20 1996 4797.270 ... 89.5 76.2 21 1997 4185.700 ... 78.1 76.3 22 1998 4252.570 ... 79.4 76.5 23 1999 4045.230 ... 75.5 76.4 24 2000 3850.580 ... 71.9 76.2 25 2001 4801.960 ... 89.6 76.8 26 2002 4580.960 ... 85.7 77.2 27 2003 4076.350 ... 76.3 77.2 28 2004 4578.710 ... 85.4 77.6 29 2005 4580.580 ... 85.7 77.9 30 2006 3370.180 ... 62.3 77.3 31 2007 1877.410 ... 44.9 76.3 32 2008 2628.760 ... 72.1 76.2 33 2009 1931.520 ... 53.8 75.7 34 2010 3152.410 ... 87.8 76.0 35 2011 3329.950 ... 87.4 76.2 36 2012 2793.960 ... 73.1 76.2 37 2013 3880.000 ... 100.7 76.8 38 2014 3751.170 ... 90.2 77.1 39 2015 3989.080 ... 94.9 77.5 40 2016 3239.170 ... 76.8 77.5 41 2017 3809.660 ... 90.6 77.8 42 2018 3863.640 ... 90.9 78.1 43 2019 2963.040 ... 69.7 77.9 44 2020 1275.630 ... 29.9 76.9 45 2021 2376.140 ... 55.9 76.4 [46 rows x 9 columns] | HINKLEY POINT B-1 | GCR | AGR | Permanent Shutdown | 625 | 485 | 655 | 1494 | 149.75 | EDF Energy | EDF Energy | 1967-09-01 | 1976-09-24 | 1976-10-30 | None | None | 2022-08-01 | 1978-10-02 | 0.764 | 0.799 | 0.754 | 244
244 | UNITED KINGDOM | Year Electricity Supplied [GW.h] Reference Unit Power [MW] Annual Time On Line [h] ... Energy Availability Factor [%] Load Factor [%] Year Electricity Supplied [GW.h] Reference Unit Power [MW] Annual Time On Line [h] ... Annual Cumulative Annual Cumulative 0 1976 Data Not Provided Data Not Provided Data Not Provided ... Data Not Provided Data Not Provided Data Not Provided Data Not Provided 1 1977 1044.000 400 2756 ... 74.6 74.6 29.9 29.9 2 1978 Data Not Provided Data Not Provided Data Not Provided ... Data Not Provided Data Not Provided Data Not Provided Data Not Provided 3 1979 1499.670 400 3512 ... 38.2 56.4 42.9 36.4 4 1980 3008.940 500 6390 ... 69.3 61.2 72.5 49.8 5 1981 2488.820 520 5054 ... 54.7 59.3 53.8 51.0 6 1982 3155.050 520 6834 ... 69.8 61.6 69.4 55.1 7 1983 3454.480 520 6839 ... 74.1 63.9 76.0 59.0 8 1984 4393.540 520 8228 ... 89.4 67.8 96.7 64.8 9 1985 3229.920 520 5950 ... 66.7 67.7 71.1 65.6 10 1986 3497.250 560 7257 ... 75.1 68.6 72.5 66.5 11 1987 2971.070 560 6333 ... 60.6 67.7 59.6 65.7 12 1988 4268.170 560 8467 ... 86.6 69.6 87.2 67.9 13 1989 2484.570 560 4896 ... 65.4 69.2 50.8 66.3 14 1990 4463.540 560 8565 ... 91.2 71.1 91.2 68.4 15 1991 2353.520 560 4432 ... 57.4 70.0 48.1 66.8 16 1992 3901.970 585 7225 ... 76.3 70.5 75.1 67.4 17 1993 3743.030 610 6575 ... 71.4 70.6 71.7 67.8 18 1994 4852.230 610 8602 ... 91.1 71.9 91.0 69.3 19 1995 4518.090 610 7411 ... 84.6 72.7 84.3 70.3 20 1996 3119.850 610 5615 ... 59.1 71.9 58.2 69.6 21 1997 4512.870 610 7958 ... 85.0 72.7 84.2 70.4 22 1998 4738.890 610 8641 ... 88.3 73.5 88.4 71.3 23 1999 4082.290 610 7402 ... 75.8 73.6 76.2 71.6 24 2000 4189.370 610 7851 ... 78.9 73.9 78.2 71.9 25 2001 4772.430 610 8406 ... 84.1 74.3 89.1 72.7 26 2002 3257.330 610 6163 ... 61.2 73.8 61.0 72.2 27 2003 4619.460 610 8575 ... 86.5 74.3 86.4 72.8 28 2004 4150.520 610 8163 ... 77.7 74.4 77.5 73.0 29 2005 3357.190 610 6544 ... 63.3 74.0 62.8 72.6 30 2006 3132.910 600 6051 ... 59.8 73.5 59.4 72.1 31 2007 1812.880 430 4806 ... 44.0 72.7 43.8 71.3 32 2008 2709.850 410 6821 ... 74.1 72.7 74.3 71.4 33 2009 3016.260 430 7268 ... 79.6 72.9 81.0 71.6 34 2010 3263.250 430 7693 ... 84.8 73.1 86.6 72.0 35 2011 2746.320 435 6580 ... 72.0 73.1 72.1 72.0 36 2012 3480.490 435 8264 ... 90.4 73.5 91.1 72.4 37 2013 3651.260 440 8196 ... 90.5 73.9 94.7 72.9 38 2014 4091.010 470 8760 ... 96.7 74.4 99.4 73.5 39 2015 3113.740 475 6722 ... 74.0 74.4 74.8 73.6 40 2016 4022.360 475 8649 ... 95.0 74.9 96.4 74.1 41 2017 3485.070 475 7509 ... 83.1 75.1 83.8 74.3 42 2018 3379.890 480 7222 ... 80.2 75.2 80.4 74.4 43 2019 3983.590 480 8652 ... 94.4 75.6 94.7 74.9 44 2020 500.910 480 1246 ... 13.6 74.3 11.9 73.5 45 2021 2426.040 480 5469 ... 58.7 74.0 57.7 73.2 [46 rows x 9 columns] | HINKLEY POINT B-2 | GCR | AGR | Permanent Shutdown | 625 | 480 | 655 | 1494 | 146.10 | EDF Energy | EDF Energy | 1967-09-01 | 1976-02-01 | 1976-02-05 | None | None | 2022-07-06 | 1976-09-27 | 0.732 | 0.779 | 0.74 | 245
245 | UNITED KINGDOM | Year Electricity Supplied [GW.h] Reference Unit Power [MW] Annual Time On Line [h] Operation Factor [%] Energy Availability Factor [%] Load Factor [%] Year Electricity Supplied [GW.h] Reference Unit Power [MW] Annual Time On Line [h] Operation Factor [%] Annual Cumulative Annual Cumulative 0 1976 1349.00 459 4293 52.2 36.0 36.0 35.7 35.7 1 1977 1709.20 500 4313 49.4 40.1 38.2 39.1 37.5 2 1978 2158.40 500 5375 61.5 49.4 42.1 49.4 41.7 3 1979 2250.00 500 5259 60.2 52.2 44.7 51.5 44.2 4 1980 1486.00 500 3750 42.9 34.4 42.6 34.0 42.1 5 1981 1794.80 500 3941 44.3 40.8 42.3 40.3 41.8 6 1982 3484.10 515 7408 84.8 77.3 47.5 77.4 47.1 7 1983 2912.00 520 6107 69.9 63.1 49.5 64.1 49.3 8 1984 4214.00 550 8080 92.5 85.4 53.9 87.7 54.0 9 1985 3644.20 575 6655 76.2 71.1 55.8 72.6 56.1 10 1986 4571.20 575 8268 94.6 89.1 59.2 91.0 59.6 11 1987 3268.40 575 6358 71.4 63.7 59.6 63.8 60.0 12 1988 4492.30 575 8568 98.1 89.2 62.1 89.4 62.5 13 1989 2959.70 575 5467 62.6 58.2 61.8 58.9 62.2 14 1990 4744.10 575 8585 98.3 92.7 64.0 94.4 64.5 15 1991 2033.80 575 3827 43.8 40.1 62.4 40.5 62.9 16 1992 4315.70 575 8771 98.5 84.4 63.8 84.3 64.3 17 1993 2928.90 575 5581 63.9 58.2 63.5 58.3 63.9 18 1994 4698.10 585 8545 97.8 92.4 65.1 92.3 65.5 19 1995 3829.98 585 6917 76.6 74.2 65.6 72.5 65.9 20 1996 1643.70 585 2839 32.3 98.5 67.3 32.0 64.2 21 1997 3833.99 595 7035 80.1 73.6 67.6 73.4 64.6 22 1998 4835.44 595 8584 97.7 92.8 68.8 92.5 66.0 23 1999 4811.50 595 8591 97.8 92.3 69.9 92.1 67.1 24 2000 4035.56 595 7497 85.4 77.2 70.2 77.2 67.6 25 2001 5030.39 595 8598 97.9 86.6 70.9 96.2 68.8 26 2002 4678.54 595 8356 95.4 89.1 71.6 89.8 69.6 27 2003 3936.46 595 7225 82.5 74.6 71.7 75.5 69.8 28 2004 4522.73 595 8271 94.2 85.6 72.2 86.5 70.4 29 2005 4096.42 595 8207 93.7 78.4 72.4 78.6 70.7 30 2006 1991.38 610 3838 43.8 37.8 71.2 37.5 69.6 31 2007 1303.35 420 4315 49.3 32.5 70.2 31.9 68.6 32 2008 2213.36 410 5894 67.1 60.8 70.0 61.1 68.4 33 2009 2827.96 430 6969 79.6 73.9 70.1 76.0 68.6 34 2010 3635.46 430 8409 96.0 90.5 70.6 96.5 69.2 35 2011 3382.26 460 7698 87.9 83.6 70.9 83.9 69.6 36 2012 3254.96 460 7350 83.7 79.3 71.1 80.6 69.8 37 2013 4058.32 460 8760 100.0 96.2 71.6 100.7 70.5 38 2014 3798.18 475 8103 92.5 89.0 72.0 91.3 71.0 39 2015 3333.82 480 7047 80.4 77.9 72.2 79.3 71.2 40 2016 3851.10 480 8120 92.4 89.6 72.5 91.3 71.6 41 2017 3860.89 480 8104 92.5 90.1 72.9 91.8 72.0 42 2018 631.33 490 1488 17.0 16.0 71.7 14.7 70.8 43 2019 -78.20 490 0 0.0 0.0 70.2 0.0 69.3 44 2020 1253.87 490 2953 33.6 31.2 69.4 29.1 68.5 45 2021 3177.15 490 6742 85.1 82.2 69.6 81.9 68.7 | HUNTERSTON B-1 | GCR | AGR | Permanent Shutdown | 624 | 490 | 644 | 1496 | 145.05 | EDF Energy | EDF Energy | 1967-11-01 | 1976-01-31 | 1976-02-06 | None | None | 2021-11-26 | 1976-02-07 | 0.687 | 0.739 | 0.696 | 246
246 | UNITED KINGDOM | Year Electricity Supplied [GW.h] Reference Unit Power [MW] Annual Time On Line [h] Operation Factor [%] Energy Availability Factor [%] Load Factor [%] Year Electricity Supplied [GW.h] Reference Unit Power [MW] Annual Time On Line [h] Operation Factor [%] Annual Cumulative Annual Cumulative 0 1977 1047.70 500 3071 46.4 32.5 32.5 31.6 31.6 1 1978 0.00 500 0 0.0 0.0 14.0 0.0 13.6 2 1979 0.00 500 0 0.0 0.0 8.9 0.0 8.7 3 1980 2544.00 500 5147 58.9 58.9 22.2 58.2 21.9 4 1981 3019.90 500 7219 81.1 68.2 32.0 67.8 31.7 5 1982 2706.20 515 5596 64.0 59.8 36.9 60.1 36.7 6 1983 4153.00 520 8524 97.6 88.4 44.8 91.4 45.0 7 1984 3287.00 550 6365 72.9 67.7 47.9 68.4 48.3 8 1985 4507.70 575 8303 95.0 88.7 53.1 89.7 53.5 9 1986 3616.10 575 6496 74.4 70.8 55.1 72.0 55.6 10 1987 4623.40 575 8710 97.8 90.5 58.7 90.3 59.1 11 1988 3115.50 575 5754 65.9 61.3 58.9 62.0 59.4 12 1989 4728.00 575 8643 98.9 93.5 61.8 94.1 62.3 13 1990 3231.25 575 5858 67.1 63.8 62.0 64.3 62.5 14 1991 4727.80 575 8707 99.7 94.0 64.3 94.1 64.7 15 1992 1969.70 575 3733 41.9 39.2 62.6 38.5 63.0 16 1993 4322.10 575 8128 93.0 86.1 64.1 86.0 64.4 17 1994 3784.72 585 6949 79.5 74.7 64.7 74.4 65.0 18 1995 4671.30 585 8315 91.6 90.1 66.2 87.9 66.3 19 1996 1276.60 585 2377 27.1 91.8 67.6 24.8 64.1 20 1997 4559.72 595 8200 93.4 87.5 68.6 87.2 65.3 21 1998 4518.00 595 8149 92.8 86.7 69.5 86.4 66.4 22 1999 4101.97 595 7302 83.1 78.8 69.9 78.5 66.9 23 2000 3241.62 595 6411 73.0 62.0 69.6 62.0 66.7 24 2001 3785.00 595 6485 73.8 83.7 70.2 72.4 66.9 25 2002 4413.06 595 7721 88.1 83.1 70.7 84.7 67.7 26 2003 4627.26 595 8381 95.7 87.5 71.4 88.8 68.5 27 2004 4238.69 595 7799 88.8 83.5 71.8 81.1 69.0 28 2005 3633.64 595 7017 80.1 69.4 71.7 69.7 69.0 29 2006 3745.99 605 6753 77.1 71.0 71.7 71.0 69.1 30 2007 1658.38 420 4642 53.0 41.3 70.9 40.7 68.3 31 2008 2240.71 410 6054 68.9 61.9 70.7 61.8 68.2 32 2009 3217.65 430 8065 92.1 85.4 71.0 86.4 68.6 33 2010 3218.67 430 7876 89.9 85.1 71.4 85.4 69.0 34 2011 2959.85 430 7211 82.3 78.3 71.5 78.6 69.2 35 2012 3635.82 430 8784 100.0 95.4 72.0 96.3 69.8 36 2013 3432.84 430 7601 86.8 83.4 72.3 91.1 70.3 37 2014 2832.36 485 6114 69.8 66.5 72.2 66.7 70.2 38 2015 4134.20 485 8640 98.6 95.4 72.7 97.3 70.8 39 2016 4028.95 485 8399 95.6 93.0 73.2 94.6 71.3 40 2017 3421.34 485 7187 82.0 79.5 73.3 80.5 71.6 41 2018 3142.06 495 6599 75.3 73.2 73.3 72.5 71.6 42 2019 1116.54 495 2572 29.4 27.8 72.3 25.8 70.6 43 2020 1022.14 495 2284 26.0 24.8 71.3 23.5 69.6 44 2021 3246.09 495 7048 80.5 75.3 71.4 74.9 69.7 | HUNTERSTON B-2 | GCR | AGR | Permanent Shutdown | 624 | 495 | 644 | 1496 | 142.17 | EDF Energy | EDF Energy | 1967-11-01 | 1977-03-27 | 1977-03-31 | None | None | 2022-01-07 | 1977-04-01 | 0.697 | 0.741 | 0.714 | 247
247 | UNITED KINGDOM | Year Electricity Supplied [GW.h] ... Load Factor [%] Year Electricity Supplied [GW.h] ... Annual Cumulative 0 1983 Data from a trial operation not provided ... Data from a trial operation not provided Data from a trial operation not provided 1 1984 598.000 ... NaN NaN 2 1985 2438.250 ... 61.9 61.9 3 1986 1172.560 ... 29.8 43.6 4 1987 210.320 ... 5.2 29.5 5 1988 1233.940 ... 31.4 30.0 6 1989 647.200 ... 18.0 27.6 7 1990 757.960 ... 24.1 27.1 8 1991 2656.180 ... 74.0 33.8 9 1992 1052.260 ... 26.7 32.8 10 1993 3493.160 ... 77.4 38.8 11 1994 2385.680 ... 49.2 40.1 12 1995 873.720 ... 17.9 37.6 13 1996 2516.970 ... 51.6 39.1 14 1997 2078.190 ... 42.6 39.4 15 1998 2198.300 ... 45.1 39.9 16 1999 1584.200 ... 32.5 39.3 17 2000 409.640 ... 8.4 37.1 18 2001 3049.090 ... 62.5 38.8 19 2002 2167.580 ... 44.6 39.1 20 2003 2482.860 ... 51.1 39.8 21 2004 3082.470 ... 63.2 41.2 22 2005 2955.140 ... 60.8 42.2 23 2006 2453.840 ... 51.2 42.6 24 2007 2981.310 ... 62.4 43.6 25 2008 1999.900 ... 43.3 43.6 26 2009 1627.030 ... 35.7 43.2 27 2010 948.940 ... 20.8 42.4 28 2011 655.600 ... 14.4 41.3 29 2012 1979.080 ... 43.3 41.4 30 2013 2891.060 ... 63.5 42.1 31 2014 1641.910 ... 36.0 41.9 32 2015 3870.670 ... 84.2 43.3 33 2016 3959.170 ... 85.8 44.7 34 2017 2356.850 ... 51.2 44.9 35 2018 2902.740 ... 60.8 45.4 36 2019 -85.830 ... 0.0 44.0 37 2020 -92.660 ... 0.0 42.6 38 2021 -42.300 ... 0.0 42.1 [39 rows x 9 columns] | DUNGENESS B-1 | GCR | AGR | Permanent Shutdown | 607 | 545 | 615 | 1500 | 94.58 | EDF Energy | EDF Energy | 1965-10-01 | 1982-12-23 | 1983-04-03 | None | None | 2021-06-07 | 1985-04-01 | 0.421 | 0.514 | 0.43 | 248
248 | UNITED KINGDOM | Year Electricity Supplied [GW.h] ... Load Factor [%] Year Electricity Supplied [GW.h] ... Annual Cumulative 0 1985 Data from a trial operation not provided ... Data from a trial operation not provided Data from a trial operation not provided 1 1986 1249.940 ... NaN NaN 2 1987 758.570 ... NaN NaN 3 1988 1041.290 ... NaN NaN 4 1989 232.550 ... NaN NaN 5 1990 726.000 ... 23.1 12.6 6 1991 1467.220 ... 40.9 23.4 7 1992 2360.350 ... 59.9 34.2 8 1993 2306.700 ... 51.0 38.5 9 1994 2568.270 ... 53.0 41.6 10 1995 773.840 ... 15.9 37.0 11 1996 3614.970 ... 74.2 42.6 12 1997 3327.320 ... 68.2 46.0 13 1998 1897.840 ... 38.9 45.1 14 1999 2123.260 ... 43.6 45.0 15 2000 1814.270 ... 37.2 44.2 16 2001 3007.390 ... 61.7 45.8 17 2002 2483.270 ... 51.1 46.2 18 2003 3747.280 ... 77.1 48.4 19 2004 3514.420 ... 72.1 50.0 20 2005 2739.750 ... 56.4 50.4 21 2006 2695.720 ... 56.2 50.8 22 2007 2875.740 ... 60.2 51.3 23 2008 1568.900 ... 33.9 50.4 24 2009 2385.660 ... 52.4 50.5 25 2010 2766.050 ... 60.7 51.0 26 2011 691.070 ... 15.2 49.4 27 2012 2099.690 ... 46.0 49.3 28 2013 1869.000 ... 41.0 48.9 29 2014 2745.120 ... 60.3 49.4 30 2015 2781.990 ... 60.5 49.8 31 2016 3740.040 ... 81.1 50.9 32 2017 3362.550 ... 73.1 51.7 33 2018 2834.300 ... 59.4 52.0 34 2019 -85.830 ... 0.0 50.2 35 2020 -92.660 ... 0.0 48.4 36 2021 -42.300 ... 0.0 47.8 [37 rows x 9 columns] | DUNGENESS B-2 | GCR | AGR | Permanent Shutdown | 607 | 545 | 615 | 1500 | 99.59 | EDF Energy | EDF Energy | 1965-10-01 | 1985-12-04 | 1985-12-29 | None | None | 2021-06-07 | 1989-04-01 | 0.478 | 0.549 | 0.48 | 249
249 | UNITED KINGDOM | Year Electricity Supplied [GW.h] ... Load Factor [%] Year Electricity Supplied [GW.h] ... Annual Cumulative 0 1983 Data from a trial operation not provided ... Data from a trial operation not provided Data from a trial operation not provided 1 1984 836.000 ... NaN NaN 2 1985 584.380 ... NaN NaN 3 1986 1854.670 ... NaN NaN 4 1987 378.350 ... NaN NaN 5 1988 926.590 ... NaN NaN 6 1989 1829.470 ... 39.1 39.1 7 1990 1698.680 ... 39.9 39.5 8 1991 2953.390 ... 54.1 45.6 9 1992 2910.400 ... 64.1 50.4 10 1993 4449.590 ... 87.4 58.7 11 1994 4296.600 ... 81.3 62.9 12 1995 3584.240 ... 67.4 63.7 13 1996 4518.010 ... 85.0 66.6 14 1997 4441.680 ... 83.6 68.6 15 1998 3892.340 ... 73.2 69.2 16 1999 5000.140 ... 94.1 71.6 17 2000 4757.350 ... 89.5 73.2 18 2001 4291.190 ... 80.8 73.8 19 2002 4627.850 ... 87.3 74.8 20 2003 4583.300 ... 86.5 75.6 21 2004 1942.670 ... 36.6 73.1 22 2005 2322.930 ... 43.8 71.3 23 2006 2378.890 ... 45.4 69.8 24 2007 3295.790 ... 63.2 69.4 25 2008 0.000 ... 0.0 65.9 26 2009 3945.950 ... 75.7 66.4 27 2010 4407.410 ... 84.6 67.2 28 2011 3102.640 ... 59.5 66.9 29 2012 4301.940 ... 82.3 67.5 30 2013 3992.350 ... 76.6 67.9 31 2014 3158.040 ... 60.6 67.6 32 2015 3043.140 ... 58.4 67.3 33 2016 2787.180 ... 53.3 66.8 34 2017 4672.850 ... 89.6 67.6 35 2018 3539.000 ... 68.5 67.6 36 2019 4340.040 ... 84.0 68.1 37 2020 4581.720 ... 88.4 68.8 38 2021 2865.200 ... 55.4 68.4 [39 rows x 9 columns] | HARTLEPOOL A-1 | GCR | AGR | Operational | 590 | 590 | 655 | 1500 | 122.26 | EDF Energy | EDF Energy | 1968-10-01 | 1983-06-24 | 1983-08-01 | None | None | None | 1989-04-01 | 0.684 | 0.731 | 0.698 | 250
250 | UNITED KINGDOM | Year Electricity Supplied [GW.h] ... Load Factor [%] Year Electricity Supplied [GW.h] ... Annual Cumulative 0 1984 Data from a trial operation not provided ... Data from a trial operation not provided Data from a trial operation not provided 1 1985 778.880 ... NaN NaN 2 1986 942.540 ... NaN NaN 3 1987 1729.280 ... NaN NaN 4 1988 1013.140 ... NaN NaN 5 1989 2234.820 ... 80.6 80.6 6 1990 3238.380 ... 76.0 77.8 7 1991 1855.910 ... 34.0 58.7 8 1992 4316.780 ... 84.9 66.2 9 1993 4264.640 ... 83.8 70.2 10 1994 3703.920 ... 70.1 70.2 11 1995 3750.740 ... 70.6 70.2 12 1996 4370.300 ... 82.2 71.9 13 1997 4127.880 ... 77.7 72.6 14 1998 4555.100 ... 85.7 74.0 15 1999 4472.450 ... 84.2 75.0 16 2000 4265.860 ... 80.3 75.5 17 2001 4635.880 ... 87.2 76.4 18 2002 4910.320 ... 92.6 77.6 19 2003 3488.430 ... 65.8 76.8 20 2004 3380.610 ... 63.6 76.0 21 2005 3651.640 ... 68.9 75.5 22 2006 2481.110 ... 47.4 73.9 23 2007 3593.550 ... 69.0 73.6 24 2008 0.000 ... 0.0 69.9 25 2009 2882.060 ... 55.3 69.2 26 2010 3738.080 ... 71.7 69.3 27 2011 4251.620 ... 81.6 69.8 28 2012 4520.160 ... 88.0 70.6 29 2013 3014.480 ... 58.8 70.1 30 2014 2662.280 ... 52.0 69.4 31 2015 3124.820 ... 61.0 69.1 32 2016 3773.670 ... 73.4 69.3 33 2017 4641.820 ... 90.6 70.0 34 2018 4569.780 ... 87.7 70.6 35 2019 3259.780 ... 62.5 70.3 36 2020 3919.400 ... 75.0 70.5 37 2021 2845.550 ... 54.6 70.0 [38 rows x 9 columns] | HARTLEPOOL A-2 | GCR | AGR | Operational | 595 | 595 | 655 | 1500 | 116.92 | EDF Energy | EDF Energy | 1968-10-01 | 1984-09-09 | 1984-10-31 | None | None | None | 1989-04-01 | 0.7 | 0.747 | 0.712 | 251
251 | UNITED KINGDOM | Year Electricity Supplied [GW.h] Reference Unit Power [MW] Annual Time On Line [h] ... Energy Availability Factor [%] Load Factor [%] Year Electricity Supplied [GW.h] Reference Unit Power [MW] Annual Time On Line [h] ... Annual Cumulative Annual Cumulative 0 1959 Data Not Provided Data Not Provided Data Not Provided ... Data Not Provided Data Not Provided Data Not Provided Data Not Provided 1 1960 " " " ... " " " " 2 1961 " " " ... " " " " 3 1962 " " " ... " " " " 4 1963 " " " ... " " " " 5 1964 " " " ... " " " " 6 1965 " " " ... " " " " 7 1966 " " " ... " " " " 8 1967 " " " ... " " " " 9 1968 " " " ... " " " " 10 1969 " " " ... " " " " 11 1970 " " " ... " " " " 12 1971 Data incomplete Data incomplete Data incomplete ... Data incomplete Data incomplete Data incomplete Data incomplete 13 1972 482.520 60 8784 ... 91.5 NC 91.6 NC 14 1973 391.680 50 8760 ... 92.5 NC 89.4 NC 15 1974 389.500 50 8760 ... 93.1 NC 88.9 NC 16 1975 374.750 50 8757 ... 91.1 NC 85.6 NC 17 1976 380.900 48 8072 ... 90.4 NC 90.3 NC 18 1977 344.050 48 7408 ... 81.0 NC 81.8 NC 19 1978 356.100 48 7616 ... 84.7 NC 84.7 NC 20 1979 329.500 48 6959 ... 78.9 NC 78.6 NC 21 1980 324.000 48 6790 ... 76.8 NC 76.8 NC 22 1981 328.500 48 7091 ... 78.1 NC 78.1 NC 23 1982 344.250 48 7475 ... 81.9 85.9 81.9 84.9 24 1983 358.000 49 7727 ... 85.3 85.9 83.4 84.8 25 1984 330.250 48 6991 ... 78.3 85.3 78.3 84.3 26 1985 356.600 48 8365 ... 88.0 85.5 84.8 84.4 27 1986 362.820 48 8760 ... 88.3 85.7 86.3 84.5 28 1987 367.800 48 8760 ... 89.6 85.9 87.5 84.6 29 1988 359.350 48 8784 ... 88.3 86.0 85.2 84.7 30 1989 342.050 48 8760 ... 85.9 86.0 81.4 84.5 31 1990 356.880 48 8760 ... 89.2 86.2 84.9 84.5 32 1991 339.230 48 8760 ... 85.0 86.1 80.7 84.3 33 1992 360.650 48 8784 ... 87.9 86.2 85.5 84.4 34 1993 380.230 48 8760 ... 92.5 86.5 90.4 84.6 35 1994 387.950 48 8760 ... 93.1 86.7 92.3 85.0 36 1995 385.930 48 8736 ... 93.1 87.0 91.8 85.2 37 1996 389.400 48 8784 ... 93.2 87.2 92.4 85.5 38 1997 Data Not Provided Data Not Provided Data Not Provided ... Data Not Provided Data Not Provided Data Not Provided Data Not Provided 39 1998 " " " ... " " " " 40 1999 " " " ... " " " " 41 2000 " " " ... " " " " 42 2001 " " " ... " " " " 43 2002 " " " ... " " " " 44 2003 " " " ... " " " " 45 2004 " " " ... " " " " [46 rows x 9 columns] | CHAPELCROSS-1 | GCR | MAGNOX | Permanent Shutdown | 35 | 48 | 60 | 260 | 14.20 | Nuclear Decommissioning Authority | MAGNOX, LTD | 1955-10-01 | 1958-11-09 | 1959-02-01 | None | None | 2004-06-29 | 1959-03-01 | 0.855 | 0.942 | 0.872 | 252
252 | UNITED KINGDOM | Year Electricity Supplied [GW.h] Reference Unit Power [MW] Annual Time On Line [h] ... Energy Availability Factor [%] Load Factor [%] Year Electricity Supplied [GW.h] Reference Unit Power [MW] Annual Time On Line [h] ... Annual Cumulative Annual Cumulative 0 1959 Data Not Provided Data Not Provided Data Not Provided ... Data Not Provided Data Not Provided Data Not Provided Data Not Provided 1 1960 " " " ... " " " " 2 1961 " " " ... " " " " 3 1962 " " " ... " " " " 4 1963 " " " ... " " " " 5 1964 " " " ... " " " " 6 1965 " " " ... " " " " 7 1966 " " " ... " " " " 8 1967 " " " ... " " " " 9 1968 " " " ... " " " " 10 1969 " " " ... " " " " 11 1970 " " " ... " " " " 12 1971 Data incomplete Data incomplete Data incomplete ... Data incomplete Data incomplete Data incomplete Data incomplete 13 1972 482.520 60 8784 ... 91.5 NC 91.6 NC 14 1973 391.680 50 8760 ... 92.5 NC 89.4 NC 15 1974 389.500 50 8760 ... 93.1 NC 88.9 NC 16 1975 374.750 50 8757 ... 91.1 NC 85.6 NC 17 1976 380.900 48 8072 ... 90.4 NC 90.3 NC 18 1977 344.050 48 7408 ... 81.0 NC 81.8 NC 19 1978 356.100 48 7616 ... 84.7 NC 84.7 NC 20 1979 329.500 48 6959 ... 78.9 NC 78.6 NC 21 1980 324.000 48 6790 ... 76.8 NC 76.8 NC 22 1981 328.500 48 7091 ... 78.1 NC 78.1 NC 23 1982 344.250 48 7475 ... 81.9 85.9 81.9 84.9 24 1983 358.000 49 7727 ... 85.3 85.9 83.4 84.8 25 1984 330.250 48 6991 ... 78.3 85.3 78.3 84.3 26 1985 356.600 48 8365 ... 88.0 85.5 84.8 84.4 27 1986 362.820 48 8760 ... 88.3 85.7 86.3 84.5 28 1987 367.800 48 8760 ... 89.6 85.9 87.5 84.6 29 1988 359.350 48 8784 ... 88.3 86.0 85.2 84.7 30 1989 342.050 48 8760 ... 85.9 86.0 81.4 84.5 31 1990 356.880 48 8760 ... 89.2 86.2 84.9 84.5 32 1991 339.230 48 8760 ... 85.0 86.1 80.7 84.3 33 1992 360.650 48 8784 ... 87.9 86.2 85.5 84.4 34 1993 380.230 48 8760 ... 92.5 86.5 90.4 84.6 35 1994 387.950 48 8760 ... 93.1 86.7 92.3 85.0 36 1995 385.930 48 8760 ... 93.1 87.0 91.8 85.2 37 1996 389.400 48 8784 ... 93.2 87.2 92.4 85.5 38 1997 Data Not Provided Data Not Provided Data Not Provided ... Data Not Provided Data Not Provided Data Not Provided Data Not Provided 39 1998 " " " ... " " " " 40 1999 " " " ... " " " " 41 2000 " " " ... " " " " 42 2001 " " " ... " " " " 43 2002 " " " ... " " " " 44 2003 " " " ... " " " " 45 2004 " " " ... " " " " [46 rows x 9 columns] | CHAPELCROSS-2 | GCR | MAGNOX | Permanent Shutdown | 35 | 48 | 60 | 260 | 14.20 | Nuclear Decommissioning Authority | MAGNOX, LTD | 1955-10-01 | 1959-05-30 | 1959-07-01 | None | None | 2004-06-29 | 1959-08-01 | 0.855 | 0.942 | 0.872 | 253
253 | UNITED KINGDOM | Year Electricity Supplied [GW.h] Reference Unit Power [MW] Annual Time On Line [h] ... Energy Availability Factor [%] Load Factor [%] Year Electricity Supplied [GW.h] Reference Unit Power [MW] Annual Time On Line [h] ... Annual Cumulative Annual Cumulative 0 1959 Data Not Provided Data Not Provided Data Not Provided ... Data Not Provided Data Not Provided Data Not Provided Data Not Provided 1 1960 " " " ... " " " " 2 1961 " " " ... " " " " 3 1962 " " " ... " " " " 4 1963 " " " ... " " " " 5 1964 " " " ... " " " " 6 1965 " " " ... " " " " 7 1966 " " " ... " " " " 8 1967 " " " ... " " " " 9 1968 " " " ... " " " " 10 1969 " " " ... " " " " 11 1970 " " " ... " " " " 12 1971 466.230 60 8760 ... 88.7 NC 88.7 NC 13 1972 482.520 60 8784 ... 91.5 NC 91.6 NC 14 1973 391.680 50 8760 ... 92.5 NC 89.4 NC 15 1974 389.500 50 8760 ... 93.1 NC 88.9 NC 16 1975 374.750 50 8757 ... 91.1 NC 85.6 NC 17 1976 380.900 48 8072 ... 90.4 NC 90.3 NC 18 1977 344.050 48 7408 ... 81.0 NC 81.8 NC 19 1978 356.100 48 7616 ... 84.7 NC 84.7 NC 20 1979 329.500 48 6959 ... 78.9 NC 78.6 NC 21 1980 324.000 48 6790 ... 76.8 NC 76.8 NC 22 1981 328.500 48 7091 ... 78.1 NC 78.1 NC 23 1982 344.250 48 7475 ... 81.9 86.0 81.9 85.0 24 1983 358.000 49 7727 ... 85.3 85.9 83.4 84.8 25 1984 330.250 48 6991 ... 78.3 85.4 78.3 84.4 26 1985 356.600 48 8365 ... 88.0 85.6 84.8 84.4 27 1986 362.820 48 8760 ... 88.3 85.7 86.3 84.5 28 1987 367.800 48 8760 ... 89.6 86.0 87.5 84.7 29 1988 359.350 48 8784 ... 88.3 86.1 85.2 84.7 30 1989 342.050 48 8760 ... 85.9 86.1 81.4 84.6 31 1990 356.880 48 8760 ... 89.2 86.2 84.9 84.6 32 1991 339.230 48 8760 ... 85.0 86.2 80.7 84.4 33 1992 360.650 48 8784 ... 87.9 86.2 85.5 84.4 34 1993 380.230 48 8760 ... 92.5 86.5 90.4 84.7 35 1994 387.950 48 8760 ... 93.1 86.8 92.3 85.0 36 1995 385.930 48 8760 ... 93.1 87.0 91.8 85.3 37 1996 389.400 48 8784 ... 93.2 87.2 92.4 85.5 38 1997 Data Not Provided Data Not Provided Data Not Provided ... Data Not Provided Data Not Provided Data Not Provided Data Not Provided 39 1998 " " " ... " " " " 40 1999 " " " ... " " " " 41 2000 " " " ... " " " " 42 2001 " " " ... " " " " 43 2002 " " " ... " " " " 44 2003 " " " ... " " " " 45 2004 " " " ... " " " " [46 rows x 9 columns] | CHAPELCROSS-3 | GCR | MAGNOX | Permanent Shutdown | 35 | 48 | 60 | 260 | 14.20 | Nuclear Decommissioning Authority | MAGNOX, LTD | 1955-10-01 | 1959-08-31 | 1959-11-01 | None | None | 2004-06-29 | 1959-12-01 | 0.855 | 0.942 | 0.872 | 254
254 | UNITED KINGDOM | Year Electricity Supplied [GW.h] Reference Unit Power [MW] Annual Time On Line [h] ... Energy Availability Factor [%] Load Factor [%] Year Electricity Supplied [GW.h] Reference Unit Power [MW] Annual Time On Line [h] ... Annual Cumulative Annual Cumulative 0 1960 Data Not Provided Data Not Provided Data Not Provided ... Data Not Provided Data Not Provided Data Not Provided Data Not Provided 1 1961 " " " ... " " " " 2 1962 " " " ... " " " " 3 1963 " " " ... " " " " 4 1964 " " " ... " " " " 5 1965 " " " ... " " " " 6 1966 " " " ... " " " " 7 1967 " " " ... " " " " 8 1968 " " " ... " " " " 9 1969 " " " ... " " " " 10 1970 " " " ... " " " " 11 1971 466.230 60 8760 ... 88.7 NC 88.7 NC 12 1972 482.520 60 8784 ... 91.5 NC 91.6 NC 13 1973 391.680 50 8760 ... 92.5 NC 89.4 NC 14 1974 389.500 50 8760 ... 93.1 NC 88.9 NC 15 1975 374.750 50 8757 ... 91.1 NC 85.6 NC 16 1976 380.900 48 8072 ... 90.4 NC 90.3 NC 17 1977 344.050 48 7408 ... 81.0 NC 81.8 NC 18 1978 356.100 48 7616 ... 84.7 NC 84.7 NC 19 1979 329.500 48 6959 ... 78.9 NC 78.6 NC 20 1980 324.000 48 6790 ... 76.8 NC 76.8 NC 21 1981 328.500 48 7091 ... 78.1 86.3 78.1 85.2 22 1982 344.250 48 7475 ... 81.9 86.0 81.9 85.0 23 1983 358.000 49 7727 ... 85.3 85.9 83.4 84.8 24 1984 330.250 48 6991 ... 78.3 85.4 78.3 84.4 25 1985 356.600 48 8365 ... 88.0 85.6 84.8 84.4 26 1986 362.820 48 8760 ... 88.3 85.7 86.3 84.5 27 1987 367.800 48 8760 ... 89.6 86.0 87.5 84.7 28 1988 359.350 48 8784 ... 88.3 86.1 85.2 84.7 29 1989 342.050 48 8760 ... 85.9 86.1 81.4 84.6 30 1990 356.880 48 8760 ... 89.2 86.2 84.9 84.6 31 1991 339.230 48 8760 ... 85.0 86.2 80.7 84.4 32 1992 360.650 48 8784 ... 87.9 86.2 85.5 84.4 33 1993 380.230 48 8760 ... 92.5 86.5 90.4 84.7 34 1994 387.950 48 8760 ... 93.1 86.8 92.3 85.0 35 1995 385.930 48 8760 ... 93.1 87.0 91.8 85.3 36 1996 389.400 48 8784 ... 93.2 87.2 92.4 85.5 37 1997 Data Not Provided Data Not Provided Data Not Provided ... Data Not Provided Data Not Provided Data Not Provided Data Not Provided 38 1998 " " " ... " " " " 39 1999 " " " ... " " " " 40 2000 " " " ... " " " " 41 2001 " " " ... " " " " 42 2002 " " " ... " " " " 43 2003 " " " ... " " " " 44 2004 " " " ... " " " " [45 rows x 9 columns] | CHAPELCROSS-4 | GCR | MAGNOX | Permanent Shutdown | 35 | 48 | 60 | 260 | 14.20 | Nuclear Decommissioning Authority | MAGNOX, LTD | 1955-10-01 | 1959-12-22 | 1960-01-01 | None | None | 2004-06-29 | 1960-03-01 | 0.855 | 0.942 | 0.872 | 255
255 | UNITED KINGDOM | Year Electricity Supplied [GW.h] ... Load Factor [%] Year Electricity Supplied [GW.h] ... Annual Cumulative 0 1983 Data from a trial operation not provided ... Data from a trial operation not provided Data from a trial operation not provided 1 1984 1527.000 ... NaN NaN 2 1985 256.390 ... NaN NaN 3 1986 2118.760 ... NaN NaN 4 1987 1887.120 ... NaN NaN 5 1988 1646.390 ... NaN NaN 6 1989 3045.300 ... 84.8 84.8 7 1990 1786.740 ... 42.0 58.9 8 1991 3826.170 ... 70.5 63.9 9 1992 2764.170 ... 56.4 61.8 10 1993 3638.220 ... 75.0 64.7 11 1994 4563.370 ... 90.8 69.5 12 1995 2808.870 ... 55.6 67.4 13 1996 4056.800 ... 80.3 69.1 14 1997 4298.790 ... 85.1 71.0 15 1998 3766.080 ... 74.6 71.4 16 1999 4549.830 ... 90.1 73.2 17 2000 4587.900 ... 90.8 74.7 18 2001 4034.580 ... 79.9 75.2 19 2002 4445.530 ... 88.3 76.1 20 2003 3746.220 ... 74.4 76.0 21 2004 2638.070 ... 52.2 74.5 22 2005 4033.070 ... 80.1 74.8 23 2006 3839.080 ... 75.2 74.8 24 2007 2498.550 ... 48.8 73.4 25 2008 0.000 ... 0.0 69.6 26 2009 3478.250 ... 67.9 69.5 27 2010 2826.720 ... 55.2 68.8 28 2011 4627.860 ... 90.3 69.8 29 2012 3749.040 ... 73.0 69.9 30 2013 2833.020 ... 55.3 69.3 31 2014 1073.880 ... 21.1 67.4 32 2015 2167.040 ... 42.6 66.5 33 2016 3472.180 ... 68.2 66.5 34 2017 3044.020 ... 59.9 66.3 35 2018 3857.560 ... 90.8 67.0 36 2019 3581.240 ... 84.3 67.5 37 2020 2648.850 ... 62.2 67.3 38 2021 2657.700 ... 62.6 67.2 [39 rows x 9 columns] | HEYSHAM A-1 | GCR | AGR | Operational | 611 | 485 | 625 | 1500 | 113.28 | EDF Energy | EDF Energy | 1970-12-01 | 1983-04-06 | 1983-07-09 | None | None | None | 1989-04-01 | 0.672 | 0.732 | 0.68 | 256
256 | UNITED KINGDOM | Year Electricity Supplied [GW.h] ... Load Factor [%] Year Electricity Supplied [GW.h] ... Annual Cumulative 0 1984 Data from a trial operation not provided ... Data from a trial operation not provided Data from a trial operation not provided 1 1985 1968.800 ... NaN NaN 2 1986 262.210 ... NaN NaN 3 1987 2201.670 ... NaN NaN 4 1988 2118.250 ... NaN NaN 5 1989 2505.640 ... 90.4 90.4 6 1990 3044.180 ... 71.5 78.9 7 1991 2647.730 ... 48.7 65.8 8 1992 3548.130 ... 72.4 67.6 9 1993 4336.470 ... 89.4 72.4 10 1994 3707.460 ... 73.8 72.7 11 1995 3367.500 ... 66.7 71.7 12 1996 3561.870 ... 70.5 71.6 13 1997 4443.310 ... 88.0 73.5 14 1998 4497.560 ... 89.0 75.2 15 1999 3712.690 ... 73.5 75.0 16 2000 4342.620 ... 86.0 76.0 17 2001 4495.020 ... 89.0 77.0 18 2002 3407.890 ... 67.7 76.3 19 2003 3646.950 ... 72.4 76.1 20 2004 1974.610 ... 39.1 73.6 21 2005 2112.600 ... 41.9 71.7 22 2006 3972.250 ... 78.9 72.1 23 2007 2981.620 ... 59.2 71.4 24 2008 0.000 ... 0.0 67.7 25 2009 2865.500 ... 56.9 67.2 26 2010 2421.730 ... 48.1 66.3 27 2011 3942.220 ... 78.3 66.8 28 2012 2891.720 ... 57.2 66.4 29 2013 4022.800 ... 79.9 67.0 30 2014 2775.280 ... 55.1 66.5 31 2015 2456.790 ... 48.8 65.8 32 2016 4116.580 ... 81.5 66.4 33 2017 3268.570 ... 64.9 66.4 34 2018 3493.120 ... 69.4 66.5 35 2019 3233.760 ... 64.2 66.4 36 2020 3464.200 ... 68.6 66.5 37 2021 3103.230 ... 61.6 66.3 [38 rows x 9 columns] | HEYSHAM A-2 | GCR | AGR | Operational | 611 | 575 | 625 | 1500 | 109.42 | EDF Energy | EDF Energy | 1970-12-01 | 1984-06-03 | 1984-10-11 | None | None | None | 1989-04-01 | 0.663 | 0.734 | 0.671 | 257
258 | UNITED KINGDOM | Year Electricity Supplied [GW.h] Reference Unit Power [MW] Annual Time On Line [h] Operation Factor [%] Energy Availability Factor [%] Load Factor [%] Year Electricity Supplied [GW.h] Reference Unit Power [MW] Annual Time On Line [h] Operation Factor [%] Annual Cumulative Annual Cumulative 0 1988 1653.77 615 2555 NaN NaN NaN NaN NaN 1 1989 2204.46 615 4454 35.1 56.9 56.9 22.2 22.2 2 1990 1487.04 615 3509 40.2 27.8 40.3 27.7 25.3 3 1991 1465.40 615 2786 31.9 36.9 39.1 27.3 26.0 4 1992 4095.95 615 7240 81.3 74.8 48.7 74.8 39.2 5 1993 4498.15 625 7376 84.4 82.3 55.8 82.7 48.4 6 1994 4181.11 625 7255 83.0 75.6 59.3 76.6 53.3 7 1995 5193.85 625 8286 94.3 94.5 64.6 94.6 59.5 8 1996 4707.35 625 7699 87.6 85.0 67.2 85.7 62.9 9 1997 4152.78 625 7105 80.9 75.2 68.1 75.6 64.4 10 1998 5019.39 625 8688 98.9 90.5 70.4 91.4 67.2 11 1999 4235.45 625 7212 82.1 76.6 71.0 77.2 68.1 12 2000 4415.35 625 7502 85.4 80.0 71.8 80.4 69.2 13 2001 5240.97 625 8534 97.2 91.4 73.3 95.5 71.2 14 2002 4413.96 625 7501 85.6 80.8 73.9 80.6 71.9 15 2003 5045.34 625 8444 96.4 92.0 75.1 92.2 73.3 16 2004 4115.67 625 7250 82.5 75.3 75.1 75.0 73.4 17 2005 4262.48 625 7317 83.5 78.0 75.3 77.8 73.7 18 2006 4603.97 615 8057 92.0 85.2 75.8 85.1 74.3 19 2007 4617.34 615 8006 91.4 85.8 76.4 85.7 74.9 20 2008 3879.33 615 7038 80.1 72.1 76.2 71.8 74.8 21 2009 4750.20 620 8497 97.0 87.7 76.7 87.6 75.4 22 2010 5000.04 620 8637 98.6 92.8 77.4 92.1 76.1 23 2011 3920.77 605 6772 77.3 73.2 77.3 74.0 76.0 24 2012 4158.33 610 7238 82.4 77.2 77.3 77.6 76.1 25 2013 4756.06 610 8071 92.1 87.7 77.7 89.0 76.6 26 2014 5228.25 610 8760 100.0 96.2 78.4 97.8 77.4 27 2015 4191.06 615 7038 80.3 77.1 78.3 77.8 77.4 28 2016 5262.55 615 8784 100.0 96.4 79.0 97.4 78.2 29 2017 5066.32 615 8510 97.2 93.1 79.5 94.0 78.7 30 2018 3805.18 620 6598 75.3 70.4 79.2 70.1 78.4 31 2019 5242.90 620 8760 100.0 96.0 79.7 96.5 79.0 32 2020 4993.67 620 8549 97.3 91.6 80.1 91.7 79.4 33 2021 2054.15 620 3862 44.1 38.8 78.8 37.8 78.1 | HEYSHAM B-1 | GCR | AGR | Operational | 615 | 620 | 680 | 1550 | 137.77 | EDF Energy | EDF Energy | 1980-08-01 | 1988-06-23 | 1988-07-12 | None | None | None | 1989-04-01 | 0.781 | 0.833 | 0.788 | 259
259 | UNITED KINGDOM | Year Electricity Supplied [GW.h] Reference Unit Power [MW] Annual Time On Line [h] Operation Factor [%] Energy Availability Factor [%] Load Factor [%] Year Electricity Supplied [GW.h] Reference Unit Power [MW] Annual Time On Line [h] Operation Factor [%] Annual Cumulative Annual Cumulative 0 1988 407.73 615 956 NaN NaN NaN NaN NaN 1 1989 3825.57 615 6989 73.9 74.4 74.4 63.8 63.8 2 1990 783.97 615 1901 21.8 14.9 40.5 14.6 35.8 3 1991 2423.97 615 4453 51.0 53.4 45.2 45.1 39.2 4 1992 3486.52 615 6198 69.6 64.7 50.5 63.7 45.8 5 1993 4384.85 625 7125 81.6 79.6 56.6 80.6 53.2 6 1994 4435.32 625 7723 88.4 80.8 60.9 81.2 58.1 7 1995 4498.83 625 7249 82.5 82.3 64.1 82.0 61.6 8 1996 4265.35 625 7103 80.9 78.4 65.9 77.7 63.7 9 1997 4780.70 625 8021 91.3 85.5 68.2 87.1 66.4 10 1998 4209.73 625 7574 86.2 76.2 69.0 76.7 67.5 11 1999 2987.21 625 4987 56.8 54.6 67.7 54.4 66.3 12 2000 5001.88 625 8660 98.6 90.5 69.6 91.1 68.4 13 2001 4234.22 625 7103 80.9 90.8 71.3 77.1 69.1 14 2002 5010.34 625 8521 97.3 91.5 72.8 91.5 70.7 15 2003 4582.83 625 7712 88.0 83.8 73.5 83.7 71.6 16 2004 4244.16 625 7383 84.0 77.5 73.8 77.3 72.0 17 2005 5056.80 625 8564 97.8 92.3 74.9 92.4 73.2 18 2006 4816.70 615 8293 94.7 89.1 75.7 89.0 74.1 19 2007 4046.74 615 7104 81.1 74.9 75.6 75.1 74.1 20 2008 4709.31 620 8252 93.9 86.7 76.2 86.6 74.8 21 2009 4012.10 620 7268 83.0 74.2 76.1 73.9 74.7 22 2010 1437.40 620 2719 31.0 27.2 73.8 26.5 72.5 23 2011 4545.68 605 7968 91.0 85.0 74.3 85.8 73.1 24 2012 5214.03 610 8784 100.0 95.8 75.2 97.3 74.1 25 2013 4057.17 610 6945 79.3 75.2 75.2 75.9 74.2 26 2014 5211.77 610 8713 99.5 95.3 76.0 97.5 75.0 27 2015 5249.04 615 8760 100.0 96.2 76.7 97.4 75.9 28 2016 4319.05 615 7214 82.1 79.1 76.8 80.0 76.0 29 2017 5182.12 615 8760 100.0 95.5 77.5 96.2 76.7 30 2018 5116.17 620 8624 98.4 94.2 78.0 94.2 77.3 31 2019 5042.29 620 8635 98.6 92.8 78.5 92.8 77.8 32 2020 3948.62 620 6782 77.2 72.8 78.3 72.5 77.6 33 2021 3733.11 620 7143 81.5 69.2 78.0 68.7 77.4 | HEYSHAM B-2 | GCR | AGR | Operational | 615 | 620 | 680 | 1550 | 134.93 | EDF Energy | EDF Energy | 1980-08-01 | 1988-11-01 | 1988-11-11 | None | None | None | 1989-04-01 | 0.774 | 0.826 | 0.78 | 260
260 | UNITED KINGDOM | Year Electricity Supplied [GW.h] Reference Unit Power [MW] Annual Time On Line [h] Operation Factor [%] Energy Availability Factor [%] Load Factor [%] Year Electricity Supplied [GW.h] Reference Unit Power [MW] Annual Time On Line [h] Operation Factor [%] Annual Cumulative Annual Cumulative 0 1988 2287.10 645 4330 83.0 69.4 69.4 68.1 68.1 1 1989 2162.10 625 4582 52.4 39.5 50.9 39.6 50.4 2 1990 1938.35 625 3943 45.1 35.7 45.1 35.5 44.7 3 1991 2513.60 625 5011 57.4 46.0 45.3 46.0 45.1 4 1992 4532.90 632 7792 87.5 81.7 53.4 80.6 53.0 5 1993 3603.10 632 6358 70.2 67.7 56.0 62.9 54.8 6 1994 4329.90 632 7716 88.3 79.5 59.6 78.4 58.4 7 1995 4058.60 632 6867 76.5 75.2 61.6 71.5 60.1 8 1996 1178.10 632 2043 23.3 96.6 65.7 21.2 55.6 9 1997 4909.44 625 8050 91.6 89.7 68.2 89.4 59.1 10 1998 4297.87 625 7153 81.4 78.6 69.2 78.3 60.9 11 1999 5157.76 625 8737 99.5 94.2 71.3 94.0 63.7 12 2000 4376.80 625 8769 99.8 79.7 72.0 79.7 65.0 13 2001 3968.48 625 7613 86.7 70.2 71.8 72.3 65.5 14 2002 3761.93 625 6719 76.7 68.7 71.6 68.7 65.7 15 2003 4681.94 625 8347 95.3 85.6 72.5 85.5 67.0 16 2004 3921.80 625 6993 79.6 71.7 72.5 71.4 67.2 17 2005 4667.73 625 8372 95.6 85.3 73.2 85.3 68.2 18 2006 4000.87 625 7939 90.6 73.3 73.2 73.1 68.5 19 2007 3500.94 625 6234 71.2 64.2 72.7 63.9 68.3 20 2008 4488.12 615 8110 92.3 82.9 73.2 82.8 69.0 21 2009 4963.55 600 8760 100.0 93.9 74.1 93.9 70.1 22 2010 2565.36 600 5302 60.5 48.8 73.1 48.8 69.2 23 2011 4582.85 600 8393 95.8 88.0 73.7 87.2 69.9 24 2012 4878.05 595 8784 100.0 93.3 74.4 93.3 70.8 25 2013 4637.66 590 8451 96.5 89.8 75.0 89.7 71.5 26 2014 3758.73 590 6823 77.9 73.0 74.9 72.7 71.6 27 2015 4954.38 590 8760 100.0 95.4 75.6 95.9 72.4 28 2016 4968.15 590 8678 98.8 95.3 76.3 95.9 73.2 29 2017 4056.96 590 7235 82.6 79.6 76.4 78.5 73.4 30 2018 4908.39 595 8610 98.3 93.1 76.9 94.2 74.0 31 2019 5006.74 595 8760 100.0 94.7 77.5 96.1 74.7 32 2020 4946.16 595 8784 100.0 94.0 78.0 94.6 75.3 33 2021 3090.34 595 5372 61.3 59.2 77.4 59.3 74.8 | TORNESS-1 | GCR | AGR | Operational | 645 | 595 | 682 | 1623 | 132.03 | EDF Energy | EDF Energy | 1980-08-01 | 1988-03-25 | 1988-05-25 | None | None | None | 1988-05-25 | 0.748 | 0.828 | 0.774 | 261
261 | UNITED KINGDOM | Year Electricity Supplied [GW.h] Reference Unit Power [MW] Annual Time On Line [h] Operation Factor [%] Energy Availability Factor [%] Load Factor [%] Year Electricity Supplied [GW.h] Reference Unit Power [MW] Annual Time On Line [h] Operation Factor [%] Annual Cumulative Annual Cumulative 0 1989 3633.80 625 7068 89.1 74.2 74.2 73.3 73.3 1 1990 1948.30 625 4211 48.2 36.1 54.2 35.7 53.6 2 1991 2651.30 625 5068 58.0 48.4 52.2 48.6 51.8 3 1992 3732.70 625 6560 73.7 67.0 56.0 67.1 55.8 4 1993 4038.00 632 7168 82.0 74.4 59.8 73.1 59.4 5 1994 3478.09 632 6264 71.5 65.5 60.8 62.8 59.9 6 1995 4651.90 632 7909 87.4 85.9 64.5 81.3 63.1 7 1996 1571.30 632 2409 27.4 96.2 68.5 28.3 58.7 8 1997 4217.98 625 7181 81.8 77.7 69.6 76.8 60.7 9 1998 5094.36 625 8713 99.2 93.7 72.0 92.8 64.0 10 1999 4983.97 625 8588 97.8 91.1 73.7 90.8 66.4 11 2000 3936.12 625 7686 87.5 71.7 73.6 71.7 66.8 12 2001 4293.57 625 8476 96.5 76.6 73.8 78.2 67.7 13 2002 1945.61 625 3751 42.8 35.7 71.1 35.5 65.4 14 2003 3782.85 625 6874 78.5 69.4 71.0 69.1 65.7 15 2004 4082.96 625 7682 87.4 74.6 71.2 74.4 66.2 16 2005 4821.85 625 8570 97.8 87.8 72.2 88.1 67.5 17 2006 3297.00 625 6456 73.7 60.5 71.5 60.2 67.1 18 2007 4829.04 625 8480 96.8 88.3 72.4 88.2 68.2 19 2008 4780.78 615 8494 96.7 88.2 73.2 88.1 69.2 20 2009 4151.18 605 7303 83.4 78.3 73.4 78.0 69.6 21 2010 4531.25 605 8345 95.3 85.5 74.0 85.5 70.3 22 2011 4417.91 605 8235 94.0 83.5 74.4 83.4 70.8 23 2012 3717.79 595 6632 75.5 71.4 74.2 71.1 70.9 24 2013 4672.85 595 8287 94.6 89.7 74.8 89.6 71.6 25 2014 4718.74 595 8274 94.4 90.4 75.4 90.5 72.3 26 2015 3711.61 595 6684 76.3 70.9 75.2 71.2 72.2 27 2016 4982.13 595 8746 99.6 95.1 75.9 95.3 73.0 28 2017 4853.06 595 8710 99.4 94.0 76.5 93.1 73.7 29 2018 3680.98 605 6602 75.4 69.3 76.3 69.5 73.6 30 2019 5059.93 605 8760 100.0 94.8 76.9 95.5 74.3 31 2020 4904.72 605 8615 98.1 92.0 77.4 92.3 74.8 32 2021 3589.01 605 7005 80.0 67.5 77.1 67.7 74.6 | TORNESS-2 | GCR | AGR | Operational | 645 | 605 | 682 | 1623 | 129.77 | EDF Energy | EDF Energy | 1980-08-01 | 1988-12-23 | 1989-02-03 | None | None | None | 1989-02-03 | 0.746 | 0.83 | 0.771 | 262
262 | UNITED KINGDOM | Year Electricity Supplied [GW.h] Reference Unit Power [MW] Annual Time On Line [h] Operation Factor [%] Energy Availability Factor [%] Load Factor [%] Year Electricity Supplied [GW.h] Reference Unit Power [MW] Annual Time On Line [h] Operation Factor [%] Annual Cumulative Annual Cumulative 0 1995 0.00 1188 0 0.0 99.8 99.8 0.0 NC 1 1996 8488.47 1188 7367 83.9 81.4 85.1 81.3 65.0 2 1997 8469.81 1188 6992 79.6 81.5 83.5 81.2 72.2 3 1998 10123.09 1188 8705 99.1 97.4 87.8 97.0 79.8 4 1999 7959.01 1188 7134 81.2 76.5 85.1 76.3 79.0 5 2000 8527.18 1188 7612 86.7 81.6 84.5 81.7 79.5 6 2001 9197.96 1188 7784 88.6 77.2 83.3 88.1 80.9 7 2002 9195.04 1188 7862 89.8 88.5 84.0 88.4 81.9 8 2003 8854.19 1188 7613 86.9 88.7 84.6 85.1 82.3 9 2004 9329.11 1188 8685 98.9 89.4 85.1 89.4 83.1 10 2005 8696.25 1188 7476 85.3 83.9 85.0 83.6 83.1 11 2006 8908.26 1196 7570 86.4 85.2 85.0 85.2 83.3 12 2007 10264.31 1188 8760 100.0 98.5 86.1 98.5 84.5 13 2008 9301.23 1188 8097 92.2 89.2 86.3 89.1 84.9 14 2009 9094.88 1188 7863 89.8 87.4 86.4 87.4 85.1 15 2010 4774.80 1188 4032 46.0 45.6 83.7 45.9 82.5 16 2011 8627.40 1191 7463 85.2 82.5 83.7 82.7 82.5 17 2012 9346.24 1191 8348 95.0 89.2 84.0 89.3 82.9 18 2013 8714.72 1198 7612 86.9 83.0 83.9 83.0 82.9 19 2014 8828.14 1198 7589 86.6 84.1 84.0 84.1 83.0 20 2015 10507.34 1198 8760 100.0 99.9 84.7 100.1 83.8 21 2016 8626.70 1198 7280 82.9 81.9 84.6 82.0 83.7 22 2017 8804.75 1198 7353 83.9 83.7 84.6 83.9 83.7 23 2018 9388.12 1198 8039 91.8 89.2 84.8 89.5 84.0 24 2019 8452.10 1198 7175 81.9 80.5 84.6 80.5 83.8 25 2020 8393.47 1198 8743 99.5 79.5 84.4 79.8 83.7 26 2021 6709.39 1198 5689 64.9 64.2 83.6 63.9 82.9 | SIZEWELL B | PWR | SNUPPS | Operational | 1188 | 1198 | 1250 | 3425 | 206.30 | EDF Energy | EDF Energy | 1988-07-18 | 1995-01-31 | 1995-02-14 | None | None | None | 1995-09-22 | 0.829 | 0.858 | 0.836 | 263
263 | UNITED KINGDOM | Year Electricity Supplied [GW.h] Reference Unit Power [MW] Annual Time On Line [h] ... Energy Availability Factor [%] Load Factor [%] Year Electricity Supplied [GW.h] Reference Unit Power [MW] Annual Time On Line [h] ... Annual Cumulative Annual Cumulative 0 1962 Data Not Provided Data Not Provided Data Not Provided ... Data Not Provided Data Not Provided Data Not Provided Data Not Provided 1 1963 " " " ... " " " " 2 1964 " " " ... " " " " 3 1965 " " " ... " " " " 4 1966 " " " ... " " " " 5 1967 " " " ... " " " " 6 1968 " " " ... " " " " 7 1969 " " " ... " " " " 8 1970 1308.000 167 0 ... 89.0 NC 89.4 NC 9 1971 1276.850 166 8809 ... 87.3 NC 87.3 NC 10 1972 1135.000 166 8700 ... 78.3 NC 78.3 NC 11 1973 1046.850 138 8736 ... 89.0 NC 86.8 NC 12 1974 984.000 138 8665 ... 81.6 NC 81.6 NC 13 1975 986.500 138 8693 ... 81.8 NC 81.8 NC 14 1976 989.500 138 8904 ... 83.4 NC 80.5 NC 15 1977 916.500 138 8736 ... 80.1 83.9 76.0 82.9 16 1978 723.500 138 8602 ... 60.8 81.5 60.0 80.5 17 1979 738.500 138 8702 ... 61.4 79.6 61.3 78.7 18 1980 616.500 138 8676 ... 54.5 77.4 51.1 76.4 19 1981 97.500 138 1631 ... 8.1 71.9 7.9 70.8 20 1982 122.000 138 3266 ... 10.5 67.4 10.1 66.4 21 1983 379.500 138 8368 ... 31.7 65.0 31.5 64.0 22 1984 395.000 138 7795 ... 32.6 62.9 32.8 62.0 23 1985 515.390 138 6934 ... 43.1 61.7 42.8 60.9 24 1986 399.000 138 6522 ... 33.2 60.1 33.1 59.3 25 1987 478.770 138 8349 ... 39.2 59.0 39.0 58.2 26 1988 Data incomplete Data incomplete Data incomplete ... Data incomplete Data incomplete Data incomplete Data incomplete 27 1989 Data Not Provided Data Not Provided Data Not Provided ... Data Not Provided Data Not Provided Data Not Provided Data Not Provided [28 rows x 9 columns] | BERKELEY-1 | GCR | MAGNOX | Permanent Shutdown | 138 | 138 | 166 | 620 | 21.01 | Nuclear Decommissioning Authority | MAGNOX, LTD | 1957-01-01 | 1961-08-01 | 1962-06-12 | None | None | 1989-03-31 | 1962-06-12 | 0.582 | 0.824 | 0.59 | 264
264 | UNITED KINGDOM | Year Electricity Supplied [GW.h] Reference Unit Power [MW] Annual Time On Line [h] ... Energy Availability Factor [%] Load Factor [%] Year Electricity Supplied [GW.h] Reference Unit Power [MW] Annual Time On Line [h] ... Annual Cumulative Annual Cumulative 0 1962 Data Not Provided Data Not Provided Data Not Provided ... Data Not Provided Data Not Provided Data Not Provided Data Not Provided 1 1963 " " " ... " " " " 2 1964 " " " ... " " " " 3 1965 " " " ... " " " " 4 1966 " " " ... " " " " 5 1967 " " " ... " " " " 6 1968 " " " ... " " " " 7 1969 " " " ... " " " " 8 1970 1308.000 167 0 ... 89.0 NC 89.4 NC 9 1971 1276.850 166 8809 ... 87.3 NC 87.3 NC 10 1972 1135.000 166 8700 ... 78.3 NC 78.3 NC 11 1973 1046.850 138 8736 ... 89.0 NC 86.8 NC 12 1974 984.000 138 8665 ... 81.6 NC 81.6 NC 13 1975 986.500 138 8693 ... 81.8 NC 81.8 NC 14 1976 989.500 138 8904 ... 83.4 NC 80.5 NC 15 1977 916.500 138 8736 ... 80.1 83.9 76.0 82.9 16 1978 723.500 138 8602 ... 60.8 81.5 60.0 80.5 17 1979 738.500 138 8702 ... 61.4 79.6 61.3 78.7 18 1980 616.500 138 8676 ... 54.5 77.4 51.1 76.4 19 1981 97.500 138 1631 ... 8.1 71.9 7.9 70.8 20 1982 122.000 138 3266 ... 10.5 67.4 10.1 66.4 21 1983 379.500 138 8368 ... 31.7 65.0 31.5 64.0 22 1984 395.000 138 7795 ... 32.6 62.9 32.8 62.0 23 1985 515.390 138 6934 ... 43.1 61.7 42.8 60.9 24 1986 399.000 138 6522 ... 33.2 60.1 33.1 59.3 25 1987 478.770 138 8349 ... 39.2 59.0 39.0 58.2 26 1988 542.750 138 6776 ... 54.4 58.8 54.4 58.0 [27 rows x 9 columns] | BERKELEY-2 | GCR | MAGNOX | Permanent Shutdown | 138 | 138 | 166 | 620 | 21.55 | Nuclear Decommissioning Authority | MAGNOX, LTD | 1957-01-01 | 1962-03-01 | 1962-06-24 | None | None | 1988-10-26 | 1962-10-20 | 0.58 | 0.829 | 0.588 | 265
265 | UNITED KINGDOM | Year Electricity Supplied [GW.h] Reference Unit Power [MW] Annual Time On Line [h] ... Energy Availability Factor [%] Load Factor [%] Year Electricity Supplied [GW.h] Reference Unit Power [MW] Annual Time On Line [h] ... Annual Cumulative Annual Cumulative 0 1962 Data Not Provided Data Not Provided Data Not Provided ... Data Not Provided Data Not Provided Data Not Provided Data Not Provided 1 1963 " " " ... " " " " 2 1964 " " " ... " " " " 3 1965 " " " ... " " " " 4 1966 " " " ... " " " " 5 1967 " " " ... " " " " 6 1968 " " " ... " " " " 7 1969 " " " ... " " " " 8 1970 908.500 187 0 ... 55.4 NC 55.5 NC 9 1971 913.600 145 8760 ... 69.7 NC 71.9 NC 10 1972 1064.300 145 8736 ... 83.4 NC 84.0 NC 11 1973 826.450 125 8736 ... 81.6 NC 75.7 NC 12 1974 861.500 125 8224 ... 78.9 NC 78.9 NC 13 1975 874.500 125 8736 ... 80.0 NC 80.1 NC 14 1976 868.000 125 8904 ... 77.9 NC 78.0 NC 15 1977 860.000 125 8702 ... 78.6 74.6 78.8 74.3 16 1978 760.000 125 8658 ... 69.6 74.1 69.6 73.8 17 1979 692.000 125 8655 ... 63.8 73.1 63.4 72.9 18 1980 62.000 125 1015 ... 5.8 67.4 5.7 67.2 19 1981 0.000 125 0 ... 0.0 62.1 0.0 61.9 20 1982 447.000 123 7615 ... 42.7 60.7 41.6 60.4 21 1983 619.500 123 8681 ... 58.3 60.6 57.6 60.2 22 1984 849.000 123 8736 ... 79.5 61.7 79.0 61.4 23 1985 935.100 123 8736 ... 88.1 63.3 87.0 62.9 24 1986 791.350 123 8736 ... 74.3 63.9 73.6 63.5 25 1987 931.620 123 8904 ... 85.5 65.0 85.1 64.7 26 1988 849.590 123 8568 ... 79.4 65.8 79.1 65.4 27 1989 402.010 123 5132 ... 39.0 64.5 37.4 64.0 28 1990 741.650 123 8705 ... 69.8 64.7 69.0 64.3 29 1991 807.080 123 8485 ... 77.1 65.3 75.1 64.8 30 1992 591.920 123 5690 ... 49.4 64.6 54.0 64.3 31 1993 818.970 123 8736 ... 76.2 65.1 76.2 64.8 32 1994 906.470 123 8057 ... 84.4 65.8 84.4 65.5 33 1995 Data Not Provided Data Not Provided Data Not Provided ... Data Not Provided Data Not Provided Data Not Provided Data Not Provided 34 1996 " " " ... " " " " 35 1997 " " " ... " " " " 36 1998 " " " ... " " " " 37 1999 " " " ... " " " " 38 2000 " " " ... " " " " 39 2001 " " " ... " " " " 40 2002 " " " ... " " " " [41 rows x 9 columns] | BRADWELL-1 | GCR | MAGNOX | Permanent Shutdown | 150 | 123 | 146 | 481 | 27.17 | Nuclear Decommissioning Authority | MAGNOX, LTD | 1957-01-01 | 1961-08-01 | 1962-07-01 | None | None | 2002-03-31 | 1962-07-01 | 0.655 | 0.839 | 0.658 | 266
266 | UNITED KINGDOM | Year Electricity Supplied [GW.h] Reference Unit Power [MW] Annual Time On Line [h] ... Energy Availability Factor [%] Load Factor [%] Year Electricity Supplied [GW.h] Reference Unit Power [MW] Annual Time On Line [h] ... Annual Cumulative Annual Cumulative 0 1962 Data Not Provided Data Not Provided Data Not Provided ... Data Not Provided Data Not Provided Data Not Provided Data Not Provided 1 1963 " " " ... " " " " 2 1964 " " " ... " " " " 3 1965 " " " ... " " " " 4 1966 " " " ... " " " " 5 1967 " " " ... " " " " 6 1968 " " " ... " " " " 7 1969 " " " ... " " " " 8 1970 908.500 187 0 ... 55.4 NC 55.5 NC 9 1971 913.600 145 8760 ... 69.7 NC 71.9 NC 10 1972 1064.300 145 8736 ... 83.4 NC 84.0 NC 11 1973 826.450 125 8736 ... 81.6 NC 75.7 NC 12 1974 861.500 125 8224 ... 78.9 NC 78.9 NC 13 1975 874.500 125 8736 ... 80.0 NC 80.1 NC 14 1976 868.000 125 8904 ... 77.9 NC 78.0 NC 15 1977 860.000 125 8702 ... 78.6 74.6 78.8 74.3 16 1978 760.000 125 8658 ... 69.6 74.1 69.6 73.8 17 1979 692.000 125 8655 ... 63.8 73.1 63.4 72.9 18 1980 62.000 125 1015 ... 5.8 67.4 5.7 67.2 19 1981 0.000 125 0 ... 0.0 62.1 0.0 61.9 20 1982 447.000 123 7615 ... 42.7 60.7 41.6 60.4 21 1983 619.500 123 8681 ... 58.3 60.6 57.6 60.2 22 1984 849.000 123 8736 ... 79.5 61.7 79.0 61.4 23 1985 935.100 123 8736 ... 88.1 63.3 87.0 62.9 24 1986 791.350 123 8736 ... 74.3 63.9 73.6 63.5 25 1987 931.620 123 8904 ... 85.5 65.0 85.1 64.7 26 1988 849.590 123 8568 ... 79.4 65.8 79.1 65.4 27 1989 402.010 123 5132 ... 39.0 64.5 37.4 64.0 28 1990 741.650 123 8705 ... 69.8 64.7 69.0 64.3 29 1991 807.080 123 8485 ... 77.1 65.3 75.1 64.8 30 1992 591.920 123 5690 ... 49.4 64.6 54.0 64.3 31 1993 818.970 123 8736 ... 76.2 65.1 76.2 64.8 32 1994 906.470 123 8057 ... 84.4 65.8 84.4 65.5 33 1995 Data Not Provided Data Not Provided Data Not Provided ... Data Not Provided Data Not Provided Data Not Provided Data Not Provided 34 1996 " " " ... " " " " 35 1997 " " " ... " " " " 36 1998 " " " ... " " " " 37 1999 " " " ... " " " " 38 2000 " " " ... " " " " 39 2001 " " " ... " " " " 40 2002 " " " ... " " " " [41 rows x 9 columns] | BRADWELL-2 | GCR | MAGNOX | Permanent Shutdown | 150 | 123 | 146 | 481 | 27.17 | Nuclear Decommissioning Authority | MAGNOX, LTD | 1957-01-01 | 1962-04-01 | 1962-07-06 | None | None | 2002-03-30 | 1962-11-12 | 0.655 | 0.839 | 0.658 | 267
267 | UNITED KINGDOM | Year Electricity Supplied [GW.h] Reference Unit Power [MW] Annual Time On Line [h] ... Energy Availability Factor [%] Load Factor [%] Year Electricity Supplied [GW.h] Reference Unit Power [MW] Annual Time On Line [h] ... Annual Cumulative Annual Cumulative 0 1963 Data Not Provided Data Not Provided Data Not Provided ... Data Not Provided Data Not Provided Data Not Provided Data Not Provided 1 1964 " " " ... " " " " 2 1965 " " " ... " " " " 3 1966 " " " ... " " " " 4 1967 " " " ... " " " " 5 1968 " " " ... " " " " 6 1969 " " " ... " " " " 7 1970 " " " ... " " " " 8 1971 " " " ... " " " " 9 1972 193.700 40 5838 ... 55.1 NC 55.1 NC 10 1973 138.500 28 5466 ... 62.0 NC 56.5 NC 11 1974 85.200 28 3465 ... 39.6 NC 34.7 NC 12 1975 115.400 24 5288 ... 60.5 NC 54.9 NC 13 1976 146.200 24 6269 ... 71.1 NC 69.4 NC 14 1977 129.800 24 5281 ... 60.3 NC 61.7 NC 15 1978 139.100 24 5958 ... 67.6 NC 66.2 NC 16 1979 128.600 24 0 ... 100.0 NC 61.2 NC 17 1980 181.000 24 7278 ... 84.2 65.4 85.9 59.8 18 1981 Data Not Provided Data Not Provided Data Not Provided ... Data Not Provided Data Not Provided Data Not Provided Data Not Provided [19 rows x 9 columns] | WINDSCALE AGR | GCR | AGR | Permanent Shutdown | 32 | 24 | 36 | 120 | 3.26 | None | None | 1958-11-01 | 1962-08-09 | 1963-02-01 | None | None | 1981-04-03 | 1963-03-01 | 0.598 | 0.568 | 0.654 | 268
268 | UNITED KINGDOM | Year Electricity Supplied [GW.h] Reference Unit Power [MW] Annual Time On Line [h] ... Energy Availability Factor [%] Load Factor [%] Year Electricity Supplied [GW.h] Reference Unit Power [MW] Annual Time On Line [h] ... Annual Cumulative Annual Cumulative 0 1964 Data Not Provided Data Not Provided Data Not Provided ... Data Not Provided Data Not Provided Data Not Provided Data Not Provided 1 1965 " " " ... " " " " 2 1966 " " " ... " " " " 3 1967 " " " ... " " " " 4 1968 " " " ... " " " " 5 1969 " " " ... " " " " 6 1970 1320.500 170 0 ... 84.7 NC 88.7 NC 7 1971 1288.300 167 8719 ... 88.3 NC 88.3 NC 8 1972 1146.700 167 8736 ... 76.4 NC 78.6 NC 9 1973 969.000 143 8717 ... 77.9 NC 77.6 NC 10 1974 1063.800 143 8736 ... 85.5 NC 85.2 NC 11 1975 1111.600 143 8691 ... 89.3 83.7 89.0 84.6 12 1976 1107.000 150 8904 ... 82.9 83.6 82.9 84.4 13 1977 1093.000 150 8697 ... 83.0 83.5 83.4 84.2 14 1978 1064.650 150 8736 ... 81.2 83.2 81.2 83.9 15 1979 1049.000 150 8736 ... 79.9 82.9 80.0 83.6 16 1980 1044.500 150 8736 ... 79.7 82.6 79.7 83.2 17 1981 944.300 150 8830 ... 70.8 81.6 70.7 82.2 18 1982 923.700 150 8736 ... 70.5 80.8 70.5 81.3 19 1983 1059.500 150 8688 ... 80.0 80.8 80.8 81.2 20 1984 1083.500 150 8712 ... 82.7 80.9 82.7 81.4 21 1985 1121.300 150 8697 ... 85.5 81.2 85.6 81.6 22 1986 1144.600 150 8646 ... 85.3 81.4 87.4 81.9 23 1987 1132.300 150 8567 ... 84.4 81.6 84.8 82.1 24 1988 992.950 150 8652 ... 74.8 81.2 75.8 81.8 25 1989 1013.050 150 8736 ... 77.2 81.0 77.3 81.6 26 1990 Data Not Provided Data Not Provided Data Not Provided ... Data Not Provided Data Not Provided Data Not Provided Data Not Provided [27 rows x 9 columns] | HUNTERSTON A-1 | GCR | MAGNOX | Permanent Shutdown | 150 | 150 | 173 | 595 | 28.67 | Nuclear Decommissioning Authority | MAGNOX, LTD | 1957-10-01 | 1963-08-01 | 1964-02-05 | None | None | 1990-03-30 | 1964-02-05 | 0.816 | 0.945 | 0.81 | 269
269 | UNITED KINGDOM | Year Electricity Supplied [GW.h] Reference Unit Power [MW] Annual Time On Line [h] ... Energy Availability Factor [%] Load Factor [%] Year Electricity Supplied [GW.h] Reference Unit Power [MW] Annual Time On Line [h] ... Annual Cumulative Annual Cumulative 0 1964 Data Not Provided Data Not Provided Data Not Provided ... Data Not Provided Data Not Provided Data Not Provided Data Not Provided 1 1965 " " " ... " " " " 2 1966 " " " ... " " " " 3 1967 " " " ... " " " " 4 1968 " " " ... " " " " 5 1969 " " " ... " " " " 6 1970 1320.500 170 0 ... 84.7 NC 88.7 NC 7 1971 1288.300 167 8719 ... 88.3 NC 88.3 NC 8 1972 1146.700 167 8736 ... 76.4 NC 78.6 NC 9 1973 969.000 143 8717 ... 77.9 NC 77.6 NC 10 1974 1063.800 143 8736 ... 85.5 NC 85.2 NC 11 1975 1111.600 143 8691 ... 89.3 83.7 89.0 84.6 12 1976 1107.000 150 8904 ... 82.9 83.6 82.9 84.4 13 1977 1093.000 150 8697 ... 83.0 83.5 83.4 84.2 14 1978 1064.650 150 8736 ... 81.2 83.2 81.2 83.9 15 1979 1049.000 150 8736 ... 79.9 82.9 80.0 83.6 16 1980 1044.500 150 8736 ... 79.7 82.6 79.7 83.2 17 1981 944.300 150 8830 ... 70.8 81.6 70.7 82.2 18 1982 923.700 150 8736 ... 70.5 80.8 70.5 81.3 19 1983 1059.500 150 8688 ... 80.0 80.8 80.8 81.2 20 1984 1083.500 150 8712 ... 82.7 80.9 82.7 81.4 21 1985 1121.300 150 8697 ... 85.5 81.2 85.6 81.6 22 1986 1144.600 150 8646 ... 85.3 81.4 87.4 81.9 23 1987 1132.300 150 8567 ... 84.4 81.6 84.8 82.1 24 1988 992.950 150 8652 ... 74.8 81.2 75.8 81.8 25 1989 1013.050 150 8736 ... 77.2 81.0 77.3 81.6 [26 rows x 9 columns] | HUNTERSTON A-2 | GCR | MAGNOX | Permanent Shutdown | 150 | 150 | 173 | 595 | 28.67 | Nuclear Decommissioning Authority | MAGNOX, LTD | 1957-10-01 | 1964-03-01 | 1964-06-01 | None | None | 1989-12-31 | 1964-07-01 | 0.816 | 0.945 | 0.81 | 270
270 | UNITED KINGDOM | Year Electricity Supplied [GW.h] Reference Unit Power [MW] Annual Time On Line [h] ... Energy Availability Factor [%] Load Factor [%] Year Electricity Supplied [GW.h] Reference Unit Power [MW] Annual Time On Line [h] ... Annual Cumulative Annual Cumulative 0 1965 Data Not Provided Data Not Provided Data Not Provided ... Data Not Provided Data Not Provided Data Not Provided Data Not Provided 1 1966 " " " ... " " " " 2 1967 " " " ... " " " " 3 1968 " " " ... " " " " 4 1969 " " " ... " " " " 5 1970 1041.000 332 0 ... 35.8 NC 35.8 NC 6 1971 343.300 271 6087 ... 43.2 NC 14.5 NC 7 1972 1434.150 271 0 ... 60.6 NC 60.6 NC 8 1973 1157.350 230 8211 ... 57.9 NC 57.6 NC 9 1974 1522.000 230 8736 ... 75.7 53.0 75.8 47.1 10 1975 1495.500 230 8604 ... 74.4 56.2 74.4 51.1 11 1976 1599.500 230 8736 ... 84.8 59.8 79.6 54.8 12 1977 1623.500 230 8697 ... 81.2 62.3 80.8 57.7 13 1978 1591.500 215 8736 ... 87.9 64.7 84.7 60.3 14 1979 1394.500 215 8698 ... 76.4 65.7 74.2 61.5 15 1980 1541.500 215 8707 ... 83.3 67.2 82.1 63.2 16 1981 1542.500 215 8601 ... 83.9 68.4 80.6 64.5 17 1982 1606.000 215 8708 ... 87.0 69.7 85.5 66.0 18 1983 1649.000 215 8736 ... 87.4 70.8 87.8 67.4 19 1984 1717.000 215 8736 ... 90.7 72.1 91.4 68.8 20 1985 1758.530 215 8736 ... 88.6 73.0 93.6 70.3 21 1986 1778.730 215 8736 ... 90.3 74.0 94.7 71.6 22 1987 1854.700 235 8904 ... 90.3 74.9 88.6 72.6 23 1988 1821.690 235 8568 ... 90.4 75.7 88.7 73.4 24 1989 1378.010 235 8092 ... 75.2 75.7 67.1 73.1 25 1990 1324.980 235 8354 ... 63.7 75.1 64.5 72.7 26 1991 1428.710 235 8650 ... 72.3 75.0 69.6 72.6 27 1992 1060.140 235 8794 ... 51.5 73.9 50.7 71.6 28 1993 1711.710 235 8428 ... 83.4 74.3 83.4 72.1 29 1994 1630.700 235 7691 ... 78.8 74.5 79.4 72.4 30 1995 Data Not Provided Data Not Provided Data Not Provided ... Data Not Provided Data Not Provided Data Not Provided Data Not Provided 31 1996 " " " ... " " " " 32 1997 " " " ... " " " " 33 1998 " " " ... " " " " 34 1999 " " " ... " " " " 35 2000 " " " ... " " " " [36 rows x 9 columns] | HINKLEY POINT A-1 | GCR | MAGNOX | Permanent Shutdown | 250 | 235 | 267 | 900 | 46.47 | Nuclear Decommissioning Authority | MAGNOX, LTD | 1957-11-01 | 1964-05-01 | 1965-02-16 | None | None | 2000-05-23 | 1965-03-30 | 0.724 | 0.89 | 0.745 | 271
271 | UNITED KINGDOM | Year Electricity Supplied [GW.h] Reference Unit Power [MW] Annual Time On Line [h] ... Energy Availability Factor [%] Load Factor [%] Year Electricity Supplied [GW.h] Reference Unit Power [MW] Annual Time On Line [h] ... Annual Cumulative Annual Cumulative 0 1965 Data Not Provided Data Not Provided Data Not Provided ... Data Not Provided Data Not Provided Data Not Provided Data Not Provided 1 1966 " " " ... " " " " 2 1967 " " " ... " " " " 3 1968 " " " ... " " " " 4 1969 " " " ... " " " " 5 1970 1041.000 332 0 ... 35.8 NC 35.8 NC 6 1971 343.300 271 6087 ... 43.2 NC 14.5 NC 7 1972 1434.150 271 0 ... 60.6 NC 60.6 NC 8 1973 1157.350 230 8211 ... 57.9 NC 57.6 NC 9 1974 1522.000 230 8736 ... 75.7 53.0 75.8 47.1 10 1975 1495.500 230 8604 ... 74.4 56.2 74.4 51.1 11 1976 1599.500 230 8736 ... 84.8 59.8 79.6 54.8 12 1977 1623.500 230 8697 ... 81.2 62.3 80.8 57.7 13 1978 1591.500 215 8736 ... 87.9 64.7 84.7 60.3 14 1979 1394.500 215 8698 ... 76.4 65.7 74.2 61.5 15 1980 1541.500 215 8707 ... 83.3 67.2 82.1 63.2 16 1981 1542.500 215 8601 ... 83.9 68.4 80.6 64.5 17 1982 1606.000 215 8708 ... 87.0 69.7 85.5 66.0 18 1983 1649.000 215 8736 ... 87.4 70.8 87.8 67.4 19 1984 1717.000 215 8736 ... 90.7 72.1 91.4 68.8 20 1985 1758.530 215 8736 ... 88.6 73.0 93.6 70.3 21 1986 1778.730 215 8736 ... 90.3 74.0 94.7 71.6 22 1987 1854.700 235 8904 ... 90.3 74.9 88.6 72.6 23 1988 1821.690 235 8568 ... 90.4 75.7 88.7 73.4 24 1989 1378.010 235 8092 ... 75.2 75.7 67.1 73.1 25 1990 1324.980 235 8354 ... 63.7 75.1 64.5 72.7 26 1991 1428.710 235 8650 ... 72.3 75.0 69.6 72.6 27 1992 1060.140 235 8794 ... 51.5 73.9 50.7 71.6 28 1993 1711.710 235 8428 ... 83.4 74.3 83.4 72.1 29 1994 1630.700 235 7691 ... 78.8 74.5 79.4 72.4 30 1995 Data Not Provided Data Not Provided Data Not Provided ... Data Not Provided Data Not Provided Data Not Provided Data Not Provided 31 1996 " " " ... " " " " 32 1997 " " " ... " " " " 33 1998 " " " ... " " " " 34 1999 " " " ... " " " " 35 2000 " " " ... " " " " [36 rows x 9 columns] | HINKLEY POINT A-2 | GCR | MAGNOX | Permanent Shutdown | 250 | 235 | 267 | 900 | 46.47 | Nuclear Decommissioning Authority | MAGNOX, LTD | 1957-11-01 | 1964-10-01 | 1965-03-19 | None | None | 2000-05-23 | 1965-05-05 | 0.724 | 0.89 | 0.745 | 272
272 | UNITED KINGDOM | Year Electricity Supplied [GW.h] Reference Unit Power [MW] Annual Time On Line [h] ... Energy Availability Factor [%] Load Factor [%] Year Electricity Supplied [GW.h] Reference Unit Power [MW] Annual Time On Line [h] ... Annual Cumulative Annual Cumulative 0 1965 Data Not Provided Data Not Provided Data Not Provided ... Data Not Provided Data Not Provided Data Not Provided Data Not Provided 1 1966 " " " ... " " " " 2 1967 " " " ... " " " " 3 1968 " " " ... " " " " 4 1969 " " " ... " " " " 5 1970 1700.500 293 0 ... 66.4 NC 66.2 NC 6 1971 1704.600 235 7504 ... 79.8 NC 82.3 NC 7 1972 1580.000 232 8736 ... 77.9 NC 78.0 NC 8 1973 Data Not Provided Data Not Provided Data Not Provided ... Data Not Provided Data Not Provided Data Not Provided Data Not Provided 9 1974 1584.000 195 8736 ... 90.4 NC 93.0 NC 10 1975 1540.000 195 8713 ... 88.5 NC 90.4 NC 11 1976 1512.000 195 8904 ... 86.4 80.3 87.1 81.5 12 1977 1493.000 195 8736 ... 88.9 81.4 87.6 82.3 13 1978 1289.000 195 8736 ... 75.6 80.8 75.7 81.5 14 1979 1406.000 195 8736 ... 82.2 80.9 82.5 81.6 15 1980 742.000 195 5207 ... 42.8 77.4 43.6 78.1 16 1981 1380.000 195 8904 ... 73.0 77.0 79.5 78.3 17 1982 1458.000 195 8736 ... 84.4 77.6 85.6 78.8 18 1983 1343.500 195 8548 ... 77.6 77.6 78.9 78.8 19 1984 1432.000 195 8736 ... 83.8 78.0 84.1 79.2 20 1985 1610.120 195 8736 ... 87.5 78.6 94.5 80.1 21 1986 1464.140 195 8736 ... 81.0 78.8 86.0 80.5 22 1987 1548.150 195 8904 ... 84.4 79.1 89.2 81.0 23 1988 1009.130 195 8568 ... 57.9 78.0 59.2 79.8 24 1989 1298.820 195 8736 ... 86.5 78.4 76.2 79.6 25 1990 1320.720 195 8684 ... 77.5 78.3 77.5 79.6 26 1991 162.080 195 910 ... 95.3 78.4 95.3 79.6 [27 rows x 9 columns] | TRAWSFYNYDD-1 | GCR | MAGNOX | Permanent Shutdown | 250 | 195 | 235 | 850 | 35.23 | Nuclear Decommissioning Authority | MAGNOX, LTD | 1959-07-01 | 1964-09-01 | 1965-01-14 | None | None | 1991-02-06 | 1965-03-24 | 0.796 | 0.92 | 0.784 | 273
273 | UNITED KINGDOM | Year Electricity Supplied [GW.h] Reference Unit Power [MW] Annual Time On Line [h] ... Energy Availability Factor [%] Load Factor [%] Year Electricity Supplied [GW.h] Reference Unit Power [MW] Annual Time On Line [h] ... Annual Cumulative Annual Cumulative 0 1965 Data Not Provided Data Not Provided Data Not Provided ... Data Not Provided Data Not Provided Data Not Provided Data Not Provided 1 1966 " " " ... " " " " 2 1967 " " " ... " " " " 3 1968 " " " ... " " " " 4 1969 " " " ... " " " " 5 1970 1700.500 293 0 ... 66.4 NC 66.2 NC 6 1971 1704.600 235 7504 ... 79.8 NC 82.3 NC 7 1972 1580.000 232 8736 ... 77.9 NC 78.0 NC 8 1973 Data Not Provided Data Not Provided Data Not Provided ... Data Not Provided Data Not Provided Data Not Provided Data Not Provided 9 1974 1584.000 195 8736 ... 90.4 NC 93.0 NC 10 1975 1540.000 195 8713 ... 88.5 NC 90.4 NC 11 1976 1512.000 195 8904 ... 86.4 80.3 87.1 81.5 12 1977 1493.000 195 8736 ... 88.9 81.4 87.6 82.3 13 1978 1289.000 195 8736 ... 75.6 80.8 75.7 81.5 14 1979 1406.000 195 8736 ... 82.2 80.9 82.5 81.6 15 1980 742.000 195 5207 ... 42.8 77.4 43.6 78.1 16 1981 1380.000 195 8904 ... 73.0 77.0 79.5 78.3 17 1982 1458.000 195 8736 ... 84.4 77.6 85.6 78.8 18 1983 1343.500 195 8548 ... 77.6 77.6 78.9 78.8 19 1984 1432.000 195 8736 ... 83.8 78.0 84.1 79.2 20 1985 1610.120 195 8736 ... 87.5 78.6 94.5 80.1 21 1986 1464.140 195 8736 ... 81.0 78.8 86.0 80.5 22 1987 1548.150 195 8904 ... 84.4 79.1 89.2 81.0 23 1988 1009.130 195 8568 ... 57.9 78.0 59.2 79.8 24 1989 1298.820 195 8736 ... 86.5 78.4 76.2 79.6 25 1990 1320.720 195 8684 ... 77.5 78.3 77.5 79.6 26 1991 162.080 195 910 ... 95.3 78.4 95.3 79.6 [27 rows x 9 columns] | TRAWSFYNYDD-2 | GCR | MAGNOX | Permanent Shutdown | 250 | 195 | 235 | 850 | 35.23 | Nuclear Decommissioning Authority | MAGNOX, LTD | 1959-07-01 | 1964-12-01 | 1965-02-02 | None | None | 1991-02-04 | 1965-03-24 | 0.796 | 0.92 | 0.784 | 274
274 | UNITED KINGDOM | Year Electricity Supplied [GW.h] Reference Unit Power [MW] Annual Time On Line [h] ... Energy Availability Factor [%] Load Factor [%] Year Electricity Supplied [GW.h] Reference Unit Power [MW] Annual Time On Line [h] ... Annual Cumulative Annual Cumulative 0 1965 Data Not Provided Data Not Provided Data Not Provided ... Data Not Provided Data Not Provided Data Not Provided Data Not Provided 1 1966 " " " ... " " " " 2 1967 " " " ... " " " " 3 1968 " " " ... " " " " 4 1969 " " " ... " " " " 5 1970 1588.000 289 0 ... 62.9 NC 62.7 NC 6 1971 1703.500 235 8809 ... 82.3 NC 82.3 NC 7 1972 1709.450 285 8736 ... 68.6 NC 68.7 NC 8 1973 1605.500 205 8736 ... 89.0 NC 89.6 NC 9 1974 1687.000 205 8672 ... 93.8 77.6 94.2 77.7 10 1975 1648.500 205 8736 ... 92.0 79.6 92.0 79.8 11 1976 1530.500 205 8867 ... 83.8 80.2 83.8 80.3 12 1977 1409.500 205 8736 ... 78.9 80.0 78.7 80.1 13 1978 1333.500 205 8731 ... 74.7 79.5 74.5 79.5 14 1979 584.500 205 6905 ... 39.5 75.8 32.6 75.3 15 1980 34.500 205 540 ... 2.1 69.7 1.9 69.2 16 1981 60.000 205 840 ... 2.4 64.4 3.3 64.0 17 1982 1295.000 205 8666 ... 72.3 65.0 72.3 64.6 18 1983 1481.000 205 8736 ... 82.4 66.1 82.7 65.8 19 1984 1457.000 205 8736 ... 80.9 67.1 81.4 66.8 20 1985 1668.170 212 8716 ... 90.6 68.5 90.1 68.2 21 1986 1313.180 212 8678 ... 70.2 68.6 70.9 68.3 22 1987 1527.390 212 8796 ... 81.3 69.3 80.9 69.0 23 1988 1042.380 212 8568 ... 61.7 68.9 56.3 68.4 24 1989 1101.500 212 8736 ... 59.4 68.4 59.5 67.9 25 1990 1497.660 212 8711 ... 81.0 69.0 80.9 68.5 26 1991 1600.200 212 8695 ... 90.6 70.0 86.4 69.3 27 1992 1872.830 220 8905 ... 95.9 71.1 98.2 70.6 28 1993 1609.690 220 8697 ... 83.4 71.6 83.8 71.2 29 1994 1770.330 220 8101 ... 92.0 72.5 92.1 72.0 30 1995 1834.570 220 8450 ... 95.1 73.3 95.2 72.9 31 1996 1255.170 220 5824 ... 65.0 73.0 65.0 72.6 32 1997 1825.930 220 8705 ... 94.8 73.8 94.8 73.4 33 1998 1589.330 225 7543 ... 80.6 74.1 80.6 73.7 34 1999 1881.150 225 8760 ... 95.4 74.8 95.4 74.4 35 2000 1421.370 225 7004 ... 71.9 74.7 71.9 74.3 36 2001 931.980 225 5395 ... 47.3 73.8 47.3 73.5 37 2002 1488.080 225 7414 ... 75.5 73.9 75.5 73.5 38 2003 1608.530 225 7967 ... 81.6 74.1 81.6 73.8 39 2004 1197.010 225 6009 ... 60.6 73.7 60.6 73.4 40 2005 1609.390 225 7872 ... 81.6 73.9 81.6 73.6 41 2006 1734.700 225 8626 ... 88.2 74.3 88.2 74.0 [42 rows x 9 columns] | DUNGENESS A-1 | GCR | MAGNOX | Permanent Shutdown | 275 | 225 | 230 | 840 | 59.19 | Nuclear Decommissioning Authority | MAGNOX, LTD | 1960-07-01 | 1965-06-01 | 1965-09-21 | None | None | 2006-12-31 | 1965-10-28 | 0.74 | 0.865 | 0.743 | 275
275 | UNITED KINGDOM | Year Electricity Supplied [GW.h] ... Load Factor [%] Year Electricity Supplied [GW.h] ... Annual Cumulative 0 1965 Data from a trial operation not provided ... Data from a trial operation not provided Data from a trial operation not provided 1 1966 Data Not Provided ... Data Not Provided Data Not Provided 2 1967 " ... " " 3 1968 " ... " " 4 1969 " ... " " 5 1970 1588.000 ... 62.7 NC 6 1971 1703.500 ... 82.3 NC 7 1972 1709.450 ... 68.7 NC 8 1973 1605.500 ... 89.6 74.4 9 1974 1687.000 ... 94.2 77.7 10 1975 1648.500 ... 92.0 79.8 11 1976 1530.500 ... 83.8 80.3 12 1977 1409.500 ... 78.7 80.1 13 1978 1333.500 ... 74.5 79.5 14 1979 584.500 ... 32.6 75.3 15 1980 34.500 ... 1.9 69.2 16 1981 60.000 ... 3.3 64.0 17 1982 1295.000 ... 72.3 64.6 18 1983 1481.000 ... 82.7 65.8 19 1984 1457.000 ... 81.4 66.8 20 1985 1668.170 ... 90.1 68.2 21 1986 1313.180 ... 70.9 68.3 22 1987 1527.390 ... 80.9 69.0 23 1988 1042.380 ... 56.3 68.4 24 1989 1101.500 ... 59.5 67.9 25 1990 1497.660 ... 80.9 68.5 26 1991 1600.200 ... 86.4 69.3 27 1992 1872.830 ... 98.2 70.6 28 1993 1609.690 ... 83.8 71.2 29 1994 1770.330 ... 92.1 72.0 30 1995 1514.040 ... 78.6 72.3 31 1996 1496.680 ... 77.4 72.5 32 1997 1723.870 ... 89.4 73.1 33 1998 1888.980 ... 95.8 73.9 34 1999 1604.540 ... 81.4 74.1 35 2000 1574.750 ... 79.7 74.3 36 2001 1462.720 ... 74.2 74.3 37 2002 1732.790 ... 87.9 74.8 38 2003 1279.730 ... 64.9 74.4 39 2004 1674.570 ... 84.7 74.8 40 2005 1216.730 ... 61.7 74.4 41 2006 1824.630 ... 92.6 74.9 [42 rows x 9 columns] | DUNGENESS A-2 | GCR | MAGNOX | Permanent Shutdown | 275 | 225 | 230 | 840 | 60.66 | Nuclear Decommissioning Authority | MAGNOX, LTD | 1960-07-01 | 1965-09-01 | 1965-11-01 | None | None | 2006-12-31 | 1965-12-30 | 0.749 | 0.869 | 0.751 | 276
277 | HUNGARY | Year Electricity Supplied [GW.h] Reference Unit Power [MW] Annual Time On Line [h] Operation Factor [%] Energy Availability Factor [%] Load Factor [%] Year Electricity Supplied [GW.h] Reference Unit Power [MW] Annual Time On Line [h] Operation Factor [%] Annual Cumulative Annual Cumulative 0 1982 3.90 82 96 NaN NaN NaN NaN NaN 1 1983 2299.70 410 7106 99.7 91.0 91.0 91.0 91.0 2 1984 2595.30 410 6901 78.6 75.6 80.2 73.2 78.6 3 1985 2997.30 410 7491 85.5 84.2 81.8 83.4 80.6 4 1986 3114.64 410 7718 88.1 87.1 83.4 86.7 82.4 5 1987 2883.09 415 7107 81.1 79.2 82.4 79.3 81.7 6 1988 3076.94 415 7737 88.1 85.8 83.1 84.4 82.2 7 1989 3182.18 415 7929 90.5 87.7 83.8 87.5 83.0 8 1990 3216.83 415 7837 89.5 87.2 84.3 88.5 83.8 9 1991 2883.91 410 6823 77.9 75.1 83.2 80.3 83.4 10 1992 3498.85 430 7629 86.8 84.9 83.4 92.6 84.4 11 1993 3512.43 430 7637 87.2 85.8 83.6 93.2 85.3 12 1994 3441.51 430 8031 91.7 89.8 84.2 91.4 85.8 13 1995 3056.32 430 7088 80.9 79.5 83.8 81.1 85.4 14 1996 3472.68 430 8033 91.4 90.6 84.3 91.9 85.9 15 1997 3328.48 430 7646 87.3 87.0 84.5 88.4 86.1 16 1998 3487.73 430 8095 92.4 92.4 85.0 92.6 86.5 17 1999 3117.54 430 7240 82.6 81.2 84.8 82.8 86.3 18 2000 3192.12 430 7268 82.7 82.3 84.6 84.5 86.2 19 2001 3514.87 437 8069 92.1 91.6 85.0 91.8 86.5 20 2002 3330.66 437 7909 90.3 90.1 85.3 87.0 86.5 21 2003 3097.84 437 7197 82.2 81.0 85.1 80.9 86.2 22 2004 3342.33 437 7692 87.6 87.1 85.2 87.1 86.3 23 2005 3503.53 437 8029 91.7 91.5 85.5 91.5 86.5 24 2006 3468.50 437 7979 91.1 90.8 85.7 90.6 86.7 25 2007 3179.36 470 6933 79.1 79.7 85.4 79.7 86.4 26 2008 3670.29 470 7824 89.1 88.9 85.6 88.9 86.5 27 2009 3708.04 470 7926 90.5 90.2 85.8 90.1 86.7 28 2010 3762.00 470 8031 91.7 91.5 86.0 91.4 86.8 29 2011 3422.07 470 7291 83.2 83.1 85.9 83.1 86.7 30 2012 3697.01 470 7881 89.7 89.6 86.0 89.6 86.8 31 2013 3834.70 470 8009 91.4 91.3 86.2 93.1 87.0 32 2014 3787.47 470 8022 91.6 90.5 86.4 92.0 87.2 33 2015 3418.04 470 7194 82.1 81.6 86.2 83.0 87.1 34 2016 3806.89 470 8056 91.7 90.7 86.4 92.2 87.2 35 2017 3492.07 470 7421 84.7 82.9 86.2 84.8 87.2 36 2018 3822.70 479 8103 92.5 90.6 86.4 91.1 87.3 37 2019 4192.05 479 8760 100.0 99.2 86.8 99.9 87.6 38 2020 3709.65 479 8151 92.8 87.6 86.8 88.2 87.7 39 2021 3759.42 479 7926 90.5 89.0 86.8 89.6 87.7 | PAKS-1 | PWR | VVER V-213 | Operational | 408 | 479 | 509 | 1485 | 131.65 | HUNGARIAN POWER COMPANIES LTD. | PAKS NUCLEAR POWER PLANT, LTD. | 1974-08-01 | 1982-12-14 | 1982-12-28 | None | None | None | 1983-08-10 | 0.877 | 0.88 | 0.868 | 278
278 | HUNGARY | Year Electricity Supplied [GW.h] Reference Unit Power [MW] Annual Time On Line [h] Operation Factor [%] Energy Availability Factor [%] Load Factor [%] Year Electricity Supplied [GW.h] Reference Unit Power [MW] Annual Time On Line [h] Operation Factor [%] Annual Cumulative Annual Cumulative 0 1984 921.75 410 2659 99.4 94.1 94.1 97.3 97.3 1 1985 3101.62 415 7695 87.8 85.1 86.4 85.3 87.0 2 1986 3148.27 415 7643 87.2 86.0 86.2 86.6 86.8 3 1987 3193.95 415 7770 88.7 85.3 85.9 87.9 87.2 4 1988 3046.30 415 7352 83.7 81.9 85.0 83.6 86.3 5 1989 3300.66 415 7962 90.9 88.6 85.7 90.8 87.2 6 1990 3338.22 425 7845 89.6 88.0 86.1 89.7 87.6 7 1991 3421.60 415 7912 90.3 88.6 86.4 94.1 88.5 8 1992 3174.93 433 6829 77.7 76.0 85.1 83.5 87.8 9 1993 3568.98 433 7731 88.2 87.0 85.3 94.1 88.6 10 1994 3440.38 433 8000 91.3 89.4 85.7 90.7 88.8 11 1995 3309.08 433 7657 87.4 86.4 85.8 87.2 88.6 12 1996 3019.89 433 7011 79.8 79.4 85.2 79.4 87.8 13 1997 3267.61 433 7807 89.1 88.2 85.5 86.2 87.7 14 1998 3206.72 433 7717 88.1 88.2 85.7 84.5 87.5 15 1999 3246.62 433 7780 88.8 89.2 85.9 85.6 87.4 16 2000 3059.33 433 7073 80.5 80.0 85.5 80.4 86.9 17 2001 3266.89 441 7484 85.4 84.8 85.5 84.6 86.8 18 2002 3338.46 441 7644 87.3 86.5 85.6 86.4 86.8 19 2003 918.84 441 2089 23.8 23.8 82.2 23.8 83.4 20 2004 1137.22 441 2620 29.8 29.4 79.5 29.4 80.6 21 2005 2929.48 441 6669 76.1 75.8 79.4 75.8 80.4 22 2006 2399.56 441 5493 62.7 62.3 78.6 62.1 79.5 23 2007 3477.05 443 7887 90.0 89.2 79.0 89.6 80.0 24 2008 2993.79 473 6669 75.9 76.2 78.9 76.5 79.8 25 2009 3772.51 473 7985 91.2 91.1 79.4 91.0 80.3 26 2010 3715.76 473 7892 90.1 89.7 79.9 89.7 80.7 27 2011 3770.49 473 7978 91.1 91.0 80.3 91.0 81.1 28 2012 3521.36 473 7456 84.9 84.8 80.5 84.8 81.3 29 2013 3794.73 473 7905 90.2 89.7 80.8 91.6 81.6 30 2014 3903.00 473 8127 92.8 92.4 81.2 94.2 82.1 31 2015 3889.01 473 8118 92.7 91.9 81.6 93.9 82.5 32 2016 3375.14 473 7132 81.2 80.1 81.6 81.2 82.5 33 2017 4178.74 473 8760 100.0 99.5 82.1 100.8 83.0 34 2018 3670.36 477 7798 89.0 87.4 82.3 87.8 83.2 35 2019 3872.20 477 8127 92.8 91.5 82.6 92.7 83.5 36 2020 3819.36 477 8175 93.1 90.4 82.8 91.2 83.7 37 2021 3375.40 479 7175 81.9 80.0 82.7 80.5 83.6 | PAKS-2 | PWR | VVER V-213 | Operational | 410 | 479 | 506 | 1485 | 121.67 | HUNGARIAN POWER COMPANIES LTD. | PAKS NUCLEAR POWER PLANT, LTD. | 1974-08-01 | 1984-08-26 | 1984-09-06 | None | None | None | 1984-11-14 | 0.836 | 0.836 | 0.827 | 279
279 | HUNGARY | Year Electricity Supplied [GW.h] Reference Unit Power [MW] Annual Time On Line [h] Operation Factor [%] Energy Availability Factor [%] Load Factor [%] Year Electricity Supplied [GW.h] Reference Unit Power [MW] Annual Time On Line [h] Operation Factor [%] Annual Cumulative Annual Cumulative 0 1986 718.54 415 2109 100.0 99.6 99.6 101.7 101.7 1 1987 3209.58 415 7648 87.3 87.0 87.9 88.3 89.3 2 1988 3300.93 415 7874 89.6 88.1 88.0 90.6 89.9 3 1989 3140.52 415 7343 83.8 82.4 86.2 86.4 88.8 4 1990 3273.39 435 7755 88.5 85.6 86.1 85.9 88.0 5 1991 3256.00 410 7580 86.5 84.2 85.7 90.7 88.6 6 1992 3587.32 433 7852 89.4 87.5 86.0 94.3 89.5 7 1993 3177.93 433 6950 79.3 77.4 84.8 83.8 88.7 8 1994 3375.99 433 7884 90.0 88.5 85.2 89.0 88.7 9 1995 3392.81 433 7911 90.3 89.0 85.6 89.4 88.8 10 1996 3429.38 433 8136 92.6 90.8 86.2 90.2 89.0 11 1997 3066.09 433 7136 81.5 80.9 85.7 80.8 88.2 12 1998 3294.11 433 7566 86.4 88.0 85.9 86.8 88.1 13 1999 3445.71 433 8058 92.0 92.2 86.4 90.8 88.3 14 2000 3517.25 433 8163 92.9 92.8 86.8 92.5 88.6 15 2001 3040.40 433 7159 81.7 80.3 86.4 80.2 88.0 16 2002 3256.84 433 7900 90.2 90.4 86.6 85.9 87.9 17 2003 3008.34 433 7746 88.4 80.5 86.3 79.3 87.4 18 2004 3333.25 433 7732 88.0 87.6 86.4 87.6 87.4 19 2005 3038.71 433 7088 80.9 80.1 86.0 80.1 87.0 20 2006 3454.91 433 8007 91.4 91.2 86.3 91.1 87.2 21 2007 3396.00 443 7691 87.8 87.5 86.4 87.5 87.2 22 2008 3530.43 443 7962 90.6 90.6 86.6 90.7 87.4 23 2009 3174.02 473 7078 80.8 80.9 86.3 80.9 87.1 24 2010 3831.50 473 8123 92.7 92.5 86.6 92.5 87.4 25 2011 3688.74 473 7823 89.3 89.0 86.7 89.0 87.4 26 2012 3803.60 473 8080 92.0 91.6 86.9 91.6 87.6 27 2013 3054.56 473 6480 74.0 73.2 86.3 73.7 87.0 28 2014 3598.71 473 7620 87.0 86.0 86.3 86.8 87.0 29 2015 3803.38 473 8032 91.7 90.6 86.5 91.8 87.2 30 2016 4172.78 473 8784 100.0 99.5 87.0 100.4 87.7 31 2017 3813.11 473 8073 92.2 91.0 87.1 92.0 87.8 32 2018 3307.59 473 7032 80.3 78.5 86.8 79.8 87.6 33 2019 3908.46 473 8133 92.8 92.2 87.0 94.3 87.8 34 2020 3871.06 473 8156 92.8 91.6 87.1 93.2 88.0 35 2021 4210.62 479 8752 99.9 99.2 87.5 100.6 88.3 | PAKS-3 | PWR | VVER V-213 | Operational | 410 | 479 | 506 | 1485 | 121.18 | HUNGARIAN POWER COMPANIES LTD. | PAKS NUCLEAR POWER PLANT, LTD. | 1979-10-01 | 1986-09-15 | 1986-09-28 | None | None | None | 1986-12-01 | 0.883 | 0.884 | 0.875 | 280
280 | HUNGARY | Year Electricity Supplied [GW.h] Reference Unit Power [MW] Annual Time On Line [h] Operation Factor [%] Energy Availability Factor [%] Load Factor [%] Year Electricity Supplied [GW.h] Reference Unit Power [MW] Annual Time On Line [h] Operation Factor [%] Annual Cumulative Annual Cumulative 0 1987 1039.12 415 2936 100.0 100.0 100.0 101.8 101.8 1 1988 3200.89 415 7564 86.1 85.6 87.7 87.8 89.8 2 1989 3425.34 415 7974 91.0 89.7 88.6 94.2 91.8 3 1990 3064.45 435 7253 82.8 76.7 84.7 80.4 88.1 4 1991 3342.95 410 7787 88.9 86.5 85.2 93.1 89.3 5 1992 3702.82 433 8082 92.0 90.7 86.2 97.4 90.9 6 1993 3537.22 430 7767 88.7 87.0 86.4 93.9 91.4 7 1994 2971.22 433 7019 80.1 78.1 85.2 78.3 89.5 8 1995 3443.81 433 8049 91.9 90.4 85.8 90.8 89.7 9 1996 3487.53 433 8087 92.1 90.7 86.4 91.7 89.9 10 1997 3487.08 433 8098 92.4 91.6 86.9 91.9 90.1 11 1998 3136.11 433 7389 84.4 83.7 86.6 82.7 89.4 12 1999 3464.00 433 8046 91.8 89.3 86.8 91.3 89.6 13 2000 3578.42 433 8116 92.4 92.2 87.3 94.1 89.9 14 2001 3471.72 444 7916 90.4 90.0 87.4 89.3 89.9 15 2002 3182.88 444 7287 83.2 83.1 87.2 81.8 89.3 16 2003 3607.64 444 8119 92.7 92.8 87.5 92.8 89.6 17 2004 3396.64 444 7878 89.7 87.1 87.5 87.1 89.4 18 2005 3548.78 444 8046 91.8 91.2 87.7 91.2 89.5 19 2006 3185.19 444 7196 82.2 81.9 87.4 81.9 89.1 20 2007 3810.43 473 8078 92.2 92.0 87.6 92.0 89.3 21 2008 3671.44 473 7854 89.4 88.4 87.7 88.4 89.2 22 2009 3643.09 473 7715 88.1 88.0 87.7 87.9 89.2 23 2010 3348.24 473 7091 81.0 80.8 87.4 80.8 88.8 24 2011 3825.62 473 8103 92.5 92.3 87.6 92.3 88.9 25 2012 3741.44 473 7961 90.6 90.1 87.7 90.0 89.0 26 2013 3853.52 473 8076 92.2 91.7 87.9 93.0 89.1 27 2014 3488.55 473 7430 84.8 83.5 87.7 84.2 88.9 28 2015 3849.34 473 8174 93.3 92.3 87.9 92.9 89.1 29 2016 3828.20 473 8153 92.8 91.9 88.0 92.1 89.2 30 2017 3735.00 473 8064 92.0 90.1 88.1 90.1 89.2 31 2018 4056.61 473 8722 99.6 97.8 88.4 97.9 89.5 32 2019 3442.12 473 7315 83.5 82.4 88.2 83.1 89.3 33 2020 3778.60 473 8053 91.7 90.2 88.3 90.9 89.4 34 2021 3775.68 479 8027 91.6 89.8 88.3 90.2 89.4 | PAKS-4 | PWR | VVER V-213 | Operational | 410 | 479 | 506 | 1485 | 120.75 | HUNGARIAN POWER COMPANIES LTD. | PAKS NUCLEAR POWER PLANT, LTD. | 1979-10-01 | 1987-08-09 | 1987-08-16 | None | None | None | 1987-11-01 | 0.894 | 0.895 | 0.883 | 281
284 | INDIA | Year Electricity Supplied [GW.h] Reference Unit Power [MW] Annual Time On Line [h] ... Energy Availability Factor [%] Load Factor [%] Year Electricity Supplied [GW.h] Reference Unit Power [MW] Annual Time On Line [h] ... Annual Cumulative Annual Cumulative 0 1969 Data Not Provided Data Not Provided Data Not Provided ... Data Not Provided Data Not Provided Data Not Provided Data Not Provided 1 1970 " " " ... " " " " 2 1971 " " " ... " " " " 3 1972 652.400 210 5071 ... 35.4 NC 35.4 NC 4 1973 757.100 210 5181 ... 41.2 NC 41.2 NC 5 1974 832.600 156 6938 ... 60.5 44.3 60.9 44.4 6 1975 926.600 200 5825 ... 53.0 46.5 52.9 46.6 7 1976 1156.600 210 7617 ... 62.7 50.0 62.7 50.0 8 1977 994.800 210 6675 ... 54.1 50.7 54.1 50.7 9 1978 941.000 210 6427 ... 51.2 50.8 51.2 50.8 10 1979 965.900 210 7143 ... 52.5 51.0 52.5 51.0 11 1980 893.900 210 5955 ... 67.8 52.9 48.5 50.7 12 1981 793.800 210 5986 ... 68.4 54.5 43.2 49.9 13 1982 1112.200 210 7872 ... 89.9 57.8 60.5 50.9 14 1983 730.000 200 5396 ... 41.7 56.5 41.7 50.2 15 1984 826.850 200 7688 ... 89.6 59.0 47.1 49.9 16 1985 790.900 160 6194 ... 64.6 59.4 53.2 50.1 17 1986 1090.230 150 7954 ... 83.0 60.5 83.0 51.8 18 1987 193.380 150 1533 ... 14.7 58.3 14.7 50.0 19 1988 1085.460 150 8010 ... 82.4 59.4 82.4 51.5 20 1989 800.330 150 6177 ... 61.4 59.5 60.9 51.9 21 1990 1045.170 150 7772 ... 80.2 60.4 79.5 53.1 22 1991 566.890 150 6536 ... 80.4 61.2 43.1 52.7 23 1992 762.340 150 5487 ... 57.9 61.1 57.9 52.9 24 1993 967.680 150 7291 ... 74.4 61.6 73.6 53.6 25 1994 280.620 150 2450 ... 21.4 60.1 21.4 52.5 26 1995 1092.260 150 7893 ... 83.1 60.9 83.1 53.6 27 1996 403.320 150 3872 ... 30.6 59.9 30.6 52.8 28 1997 985.480 150 7347 ... 75.0 60.4 75.0 53.5 29 1998 1162.620 150 8283 ... 91.6 61.4 88.5 54.6 30 1999 852.600 150 6405 ... 67.0 61.6 64.9 54.9 31 2000 1181.100 150 8337 ... 91.6 62.4 89.6 55.9 32 2001 1084.220 150 7635 ... 83.6 63.0 82.5 56.7 33 2002 1180.710 150 8394 ... 92.0 63.8 89.9 57.6 34 2003 1100.380 150 7901 ... 85.2 64.4 83.7 58.3 35 2004 1148.560 150 8111 ... 89.0 65.1 87.2 59.1 36 2005 965.030 150 6552 ... 74.2 65.3 73.4 59.5 37 2006 938.720 150 6652 ... 71.4 65.5 71.4 59.8 38 2007 1218.350 150 8400 ... 92.7 66.1 92.7 60.6 39 2008 964.830 150 7045 ... 78.2 66.4 73.2 60.9 40 2009 1205.650 150 7752 ... 88.2 66.9 91.8 61.6 41 2010 976.750 150 6792 ... 74.0 67.1 74.3 61.9 42 2011 1250.950 150 8437 ... 96.0 67.8 95.2 62.6 43 2012 687.670 150 4750 ... 52.2 67.4 52.2 62.4 44 2013 1120.510 150 7606 ... 84.6 67.8 85.3 62.9 45 2014 960.400 150 6612 ... 73.1 67.9 73.1 63.1 46 2015 427.550 150 2866 ... 32.0 67.2 32.5 62.5 47 2016 1224.110 150 8317 ... 92.2 67.6 92.9 63.1 48 2017 453.530 150 3703 ... 34.5 67.0 34.5 62.5 49 2018 947.790 150 6449 ... 71.6 67.1 72.1 62.7 50 2019 1163.970 150 8405 ... 88.5 67.5 88.6 63.2 51 2020 16.620 150 179 ... 1.3 66.3 1.3 62.1 52 2021 0.000 150 0 ... 0.0 65.0 0.0 60.9 [53 rows x 9 columns] | TARAPUR-1 | BWR | BWR-1 (Mark 2) | Operational | 200 | 150 | 160 | 530 | 45.39 | NUCLEAR POWER CORPORATION OF INDIA, LTD. | NUCLEAR POWER CORPORATION OF INDIA, LTD. | 1964-10-01 | 1969-02-01 | 1969-04-01 | None | None | None | 1969-10-28 | 0.609 | 0.725 | 0.65 | 285
285 | INDIA | Year Electricity Supplied [GW.h] Reference Unit Power [MW] Annual Time On Line [h] Operation Factor [%] Energy Availability Factor [%] Load Factor [%] Year Electricity Supplied [GW.h] Reference Unit Power [MW] Annual Time On Line [h] Operation Factor [%] Annual Cumulative Annual Cumulative 0 1995 825.53 195 5401 85.8 88.2 88.2 79.3 79.3 1 1996 1326.81 195 7663 87.2 77.5 80.2 77.5 77.9 2 1997 1093.45 195 6139 70.1 63.8 73.2 64.0 72.0 3 1998 1291.62 195 6932 79.1 76.6 74.2 75.6 73.1 4 1999 1512.28 195 7955 90.8 91.1 78.1 88.5 76.6 5 2000 1489.85 195 7697 87.6 85.6 79.5 87.0 78.6 6 2001 1685.44 195 8500 97.0 95.3 82.0 98.7 81.7 7 2002 1597.13 202 7940 90.6 89.2 83.0 90.3 82.9 8 2003 1613.17 202 8515 97.2 92.3 84.2 91.2 84.0 9 2004 1142.04 202 7658 87.2 90.9 84.9 64.4 81.8 10 2005 1255.04 202 7979 91.1 72.2 83.6 70.9 80.7 11 2006 865.76 202 6473 73.9 53.1 80.9 48.9 77.9 12 2007 1011.68 202 8447 96.4 63.2 79.4 57.2 76.2 13 2008 938.12 202 8596 97.9 60.1 78.0 52.9 74.4 14 2009 780.39 202 7506 85.7 47.6 75.8 44.1 72.2 15 2010 751.12 202 7530 86.0 45.9 73.8 42.4 70.3 16 2011 1641.96 202 8568 97.8 96.0 75.2 92.8 71.7 17 2012 1517.71 202 7639 87.0 86.4 75.9 85.5 72.5 18 2013 1689.37 202 8682 99.1 98.6 77.1 95.5 73.7 19 2014 1439.30 202 7748 88.4 83.6 77.5 81.3 74.1 20 2015 780.65 202 4259 48.6 45.8 75.9 44.1 72.6 21 2016 0.00 202 0 0.0 0.0 72.3 0.0 69.2 22 2017 0.00 202 0 0.0 0.0 69.0 0.0 66.1 23 2018 456.84 202 2411 27.5 29.7 67.3 25.8 64.3 24 2019 1777.01 202 8760 100.0 100.0 68.7 100.4 65.8 25 2020 1709.80 202 8546 97.3 96.9 69.8 96.4 67.0 26 2021 1490.01 202 7383 84.3 83.6 70.3 84.2 67.7 | KAKRAPAR-2 | PHWR | Horizontal Pressure Tube type | Operational | 202 | 202 | 220 | 801 | 31.51 | NUCLEAR POWER CORPORATION OF INDIA, LTD. | NUCLEAR POWER CORPORATION OF INDIA, LTD. | 1985-04-01 | 1995-01-08 | 1995-03-04 | None | None | None | 1995-09-01 | 0.677 | 0.788 | 0.703 | 286
286 | INDIA | Year Electricity Supplied [GW.h] Reference Unit Power [MW] Annual Time On Line [h] Operation Factor [%] Energy Availability Factor [%] Load Factor [%] Year Electricity Supplied [GW.h] Reference Unit Power [MW] Annual Time On Line [h] Operation Factor [%] Annual Cumulative Annual Cumulative 0 2000 893.76 200 4794 77.6 76.4 76.4 77.6 77.6 1 2001 1366.08 200 7317 83.5 83.6 80.9 78.0 77.8 2 2002 1317.95 202 6715 76.7 75.5 78.8 74.5 76.5 3 2003 1442.06 202 8285 94.6 84.5 80.4 81.5 77.9 4 2004 1260.33 202 7711 87.8 72.3 78.6 71.0 76.4 5 2005 1487.92 202 8581 98.0 84.6 79.7 84.1 77.8 6 2006 985.60 202 7323 83.6 57.8 76.4 55.7 74.4 7 2007 1043.01 202 7934 90.6 61.1 74.4 58.9 72.4 8 2008 952.90 202 7707 87.7 61.8 72.9 53.7 70.2 9 2009 1011.51 202 8338 95.2 65.5 72.1 57.2 68.8 10 2010 1282.09 202 7699 87.9 74.2 72.3 72.4 69.2 11 2011 1675.45 202 8307 94.8 94.9 74.3 94.7 71.4 12 2012 1581.04 202 7932 90.3 90.2 75.5 89.1 72.8 13 2013 1729.79 202 8603 98.2 98.2 77.2 97.8 74.6 14 2014 1563.28 202 7991 91.2 89.5 78.0 88.4 75.6 15 2015 1585.87 202 8431 96.2 92.0 79.0 89.6 76.5 16 2016 1345.94 202 7519 85.6 83.0 79.2 75.8 76.4 17 2017 1592.74 202 8758 100.0 95.0 80.1 90.0 77.2 18 2018 1335.05 202 7489 85.5 79.9 80.1 75.4 77.1 19 2019 1502.33 202 8514 97.2 86.5 80.4 84.9 77.5 20 2020 1397.32 202 8662 98.6 86.2 80.7 78.8 77.6 21 2021 1199.71 202 7362 84.0 75.6 80.5 67.8 77.1 | RAJASTHAN-3 | PHWR | Horizontal Pressure Tube type | Operational | 202 | 202 | 220 | 801 | 29.83 | NUCLEAR POWER CORPORATION OF INDIA, LTD. | NUCLEAR POWER CORPORATION OF INDIA, LTD. | 1990-02-01 | 1999-12-24 | 2000-03-10 | None | None | None | 2000-06-01 | 0.771 | 0.905 | 0.805 | 287
287 | INDIA | Year Electricity Supplied [GW.h] Reference Unit Power [MW] Annual Time On Line [h] Operation Factor [%] Energy Availability Factor [%] Load Factor [%] Year Electricity Supplied [GW.h] Reference Unit Power [MW] Annual Time On Line [h] Operation Factor [%] Annual Cumulative Annual Cumulative 0 2000 57.46 200 518 NaN NaN NaN NaN NaN 1 2001 1200.83 200 6214 70.9 71.0 71.0 68.5 68.5 2 2002 1671.49 202 8255 94.2 94.3 82.7 94.5 81.6 3 2003 1318.22 202 7633 87.1 74.8 80.1 74.5 79.2 4 2004 1447.74 202 8329 94.8 79.5 79.9 81.6 79.8 5 2005 1461.94 202 8074 92.2 82.3 80.4 82.6 80.4 6 2006 1128.13 202 8334 95.1 64.1 77.7 63.8 77.6 7 2007 943.36 202 7101 81.1 54.7 74.4 53.3 74.1 8 2008 1041.60 202 8626 98.2 69.0 73.7 58.7 72.2 9 2009 859.80 202 7542 86.1 58.5 72.0 48.6 69.6 10 2010 1490.50 202 8598 98.2 84.9 73.3 84.2 71.0 11 2011 1435.59 202 7299 83.3 83.5 74.2 81.1 72.0 12 2012 1734.64 202 8512 96.9 97.1 76.2 97.8 74.1 13 2013 1651.99 202 7999 91.3 91.4 77.3 93.4 75.6 14 2014 1778.77 202 8575 97.9 97.9 78.8 100.5 77.4 15 2015 1484.17 202 7362 84.0 84.2 79.2 83.9 77.8 16 2016 1682.21 202 8559 97.4 97.5 80.3 94.8 78.9 17 2017 1653.11 202 8399 95.9 95.2 81.2 93.4 79.7 18 2018 1450.03 202 7441 84.9 82.4 81.2 81.9 79.8 19 2019 1542.80 202 8701 99.3 96.3 82.0 87.2 80.2 20 2020 1452.54 202 7641 87.0 83.1 82.1 81.9 80.3 21 2021 1542.54 202 8760 100.0 93.2 82.6 87.2 80.6 | RAJASTHAN-4 | PHWR | Horizontal Pressure Tube type | Operational | 202 | 202 | 220 | 801 | 30.34 | NUCLEAR POWER CORPORATION OF INDIA, LTD. | NUCLEAR POWER CORPORATION OF INDIA, LTD. | 1990-10-01 | 2000-11-03 | 2000-11-17 | None | None | None | 2000-12-23 | 0.806 | 0.912 | 0.826 | 288
288 | INDIA | Year Electricity Supplied [GW.h] Reference Unit Power [MW] Annual Time On Line [h] Operation Factor [%] Energy Availability Factor [%] Load Factor [%] Year Electricity Supplied [GW.h] Reference Unit Power [MW] Annual Time On Line [h] Operation Factor [%] Annual Cumulative Annual Cumulative 0 2000 192.32 200 1173 75.9 100.0 100.0 74.5 74.5 1 2001 1241.14 200 6316 72.1 70.4 72.7 70.8 71.1 2 2002 1692.93 202 8082 92.3 92.4 82.2 95.7 83.0 3 2003 1336.02 202 7255 82.8 83.4 82.6 75.5 80.5 4 2004 1344.92 202 8181 93.1 77.8 81.4 75.8 79.4 5 2005 1183.58 202 7580 86.5 66.5 78.5 66.9 76.9 6 2006 1167.31 202 8524 97.3 67.0 76.6 66.0 75.1 7 2007 946.25 202 7250 82.8 54.4 73.4 53.5 72.0 8 2008 1103.03 202 8784 100.0 63.2 72.2 62.2 70.8 9 2009 842.14 202 6953 79.4 48.6 69.6 47.6 68.3 10 2010 998.55 202 8535 97.4 57.4 68.4 56.4 67.1 11 2011 1124.79 202 7900 90.2 64.6 68.0 63.6 66.8 12 2012 1303.28 202 8719 99.3 74.4 68.6 73.4 67.3 13 2013 1440.99 202 8049 91.9 82.2 69.6 81.4 68.4 14 2014 1433.14 202 8751 99.9 82.0 70.5 81.0 69.3 15 2015 1740.46 202 8492 96.9 96.1 72.2 98.4 71.2 16 2016 1589.32 202 7904 90.0 89.0 73.2 89.6 72.4 17 2017 1758.47 202 8760 100.0 99.9 74.8 99.4 74.0 18 2018 1748.63 202 8759 100.0 98.7 76.1 98.8 75.3 19 2019 1360.54 202 6811 77.8 76.8 76.1 76.9 75.4 20 2020 1736.35 202 8639 98.4 98.0 77.2 97.9 76.5 21 2021 1460.86 202 7530 86.0 83.6 77.5 82.6 76.8 | KAIGA-1 | PHWR | Horizontal Pressure Tube type | Operational | 202 | 202 | 220 | 801 | 28.63 | NUCLEAR POWER CORPORATION OF INDIA, LTD. | NUCLEAR POWER CORPORATION OF INDIA, LTD. | 1989-09-01 | 2000-09-26 | 2000-10-12 | None | None | None | 2000-11-16 | 0.768 | 0.911 | 0.775 | 289
289 | INDIA | Year Electricity Supplied [GW.h] ... Load Factor [%] Year Electricity Supplied [GW.h] ... Annual Cumulative 0 1999 Data from a trial operation not provided ... Data from a trial operation not provided Data from a trial operation not provided 1 2000 1086.470 ... 76.4 76.4 2 2001 1308.570 ... 74.7 75.4 3 2002 1559.240 ... 88.1 80.0 4 2003 1412.990 ... 79.8 80.0 5 2004 1290.240 ... 72.7 78.5 6 2005 1509.370 ... 85.3 79.6 7 2006 1064.230 ... 60.1 76.8 8 2007 1083.130 ... 61.2 74.8 9 2008 816.510 ... 46.0 71.4 10 2009 969.970 ... 54.8 69.7 11 2010 794.660 ... 44.9 67.4 12 2011 1193.280 ... 67.4 67.4 13 2012 1129.230 ... 63.6 67.1 14 2013 1533.500 ... 86.7 68.6 15 2014 1313.470 ... 74.2 68.9 16 2015 1592.280 ... 90.0 70.3 17 2016 1784.910 ... 100.6 72.1 18 2017 1530.480 ... 86.5 72.9 19 2018 1777.580 ... 100.5 74.4 20 2019 1618.540 ... 91.5 75.2 21 2020 1500.830 ... 84.6 75.7 22 2021 1574.620 ... 89.0 76.3 [23 rows x 9 columns] | KAIGA-2 | PHWR | Horizontal Pressure Tube type | Operational | 202 | 202 | 220 | 801 | 29.34 | NUCLEAR POWER CORPORATION OF INDIA, LTD. | NUCLEAR POWER CORPORATION OF INDIA, LTD. | 1989-12-01 | 1999-09-24 | 1999-12-02 | None | None | None | 2000-03-16 | 0.763 | 0.898 | 0.767 | 290
290 | INDIA | Year Electricity Supplied [GW.h] Reference Unit Power [MW] Annual Time On Line [h] Operation Factor [%] Energy Availability Factor [%] Load Factor [%] Year Electricity Supplied [GW.h] Reference Unit Power [MW] Annual Time On Line [h] Operation Factor [%] Annual Cumulative Annual Cumulative 0 2007 353.34 202 2181 34.1 29.8 29.8 29.3 29.3 1 2008 372.04 202 2532 28.8 22.0 25.1 21.0 24.3 2 2009 745.45 202 6677 76.2 43.1 31.8 42.1 31.0 3 2010 1087.76 202 8267 94.4 62.5 40.2 61.5 39.3 4 2011 1122.31 202 7145 81.6 64.4 45.4 63.4 44.4 5 2012 1243.34 202 8342 95.0 71.1 49.9 70.1 49.0 6 2013 1556.25 202 8477 96.8 88.9 55.8 88.0 54.8 7 2014 1398.93 202 7768 88.7 80.0 58.9 79.1 58.0 8 2015 1821.94 202 8551 97.6 97.6 63.4 103.0 63.2 9 2016 1008.42 202 4996 56.9 54.9 62.5 56.8 62.5 10 2017 1692.70 202 8712 99.4 96.6 65.7 95.7 65.6 11 2018 1542.62 202 7966 90.9 88.2 67.6 87.2 67.4 12 2019 1572.91 202 7935 90.6 89.7 69.4 88.9 69.1 13 2020 1562.14 202 7816 89.0 88.8 70.8 88.0 70.5 14 2021 1741.94 202 8179 93.4 93.3 72.3 98.4 72.4 | KAIGA-3 | PHWR | Horizontal Pressure Tube type | Operational | 202 | 202 | 220 | 800 | 18.82 | NUCLEAR POWER CORPORATION OF INDIA, LTD. | NUCLEAR POWER CORPORATION OF INDIA, LTD. | 2002-03-30 | 2007-02-26 | 2007-04-11 | None | None | None | 2007-05-06 | 0.724 | 0.819 | 0.723 | 291
291 | INDIA | Year Electricity Supplied [GW.h] Reference Unit Power [MW] Annual Time On Line [h] Operation Factor [%] Energy Availability Factor [%] Load Factor [%] Year Electricity Supplied [GW.h] Reference Unit Power [MW] Annual Time On Line [h] Operation Factor [%] Annual Cumulative Annual Cumulative 0 2011 1166.35 202 7720 92.6 71.7 71.7 70.5 70.5 1 2012 1180.55 202 8585 97.7 67.5 69.5 66.5 68.4 2 2013 1187.63 202 6706 76.6 67.7 68.9 67.1 68.0 3 2014 1465.78 202 7411 84.6 83.2 72.5 82.8 71.8 4 2015 1662.23 202 7770 88.7 88.8 75.8 93.9 76.3 5 2016 1847.31 202 8618 98.1 98.1 79.6 104.1 81.0 6 2017 1682.54 202 7896 90.1 90.2 81.2 95.1 83.0 7 2018 1799.01 202 8415 96.1 96.1 83.0 101.7 85.4 8 2019 1813.17 202 8494 97.0 97.0 84.6 102.5 87.3 9 2020 1619.09 202 7637 86.9 87.1 84.8 91.2 87.7 10 2021 1830.05 202 8609 98.3 98.3 86.1 103.4 89.1 | KAIGA-4 | PHWR | Horizontal Pressure Tube type | Operational | 202 | 202 | 220 | 800 | 17.25 | NUCLEAR POWER CORPORATION OF INDIA, LTD. | NUCLEAR POWER CORPORATION OF INDIA, LTD. | 2002-05-10 | 2010-11-27 | 2011-01-19 | None | None | None | 2011-01-20 | 0.891 | 0.915 | 0.861 | 292
294 | INDIA | Year Electricity Supplied [GW.h] Reference Unit Power [MW] Annual Time On Line [h] Operation Factor [%] Energy Availability Factor [%] Load Factor [%] Year Electricity Supplied [GW.h] Reference Unit Power [MW] Annual Time On Line [h] Operation Factor [%] Annual Cumulative Annual Cumulative 0 2009 0.20 202 1 NaN NaN NaN NaN NaN 1 2010 1406.17 202 7158 89.3 85.7 85.7 86.8 86.8 2 2011 1741.80 202 8325 95.0 94.9 90.5 98.4 92.9 3 2012 1587.81 202 7590 86.4 87.5 89.5 89.5 91.7 4 2013 1842.26 202 8760 100.0 100.0 92.2 104.1 94.9 5 2014 1508.24 202 7329 83.7 83.8 90.5 85.2 92.9 6 2015 1703.88 202 8429 96.2 96.3 91.4 96.3 93.5 7 2016 1530.66 202 7643 87.0 87.1 90.8 86.3 92.4 8 2017 1820.58 202 8760 100.0 100.0 92.0 102.9 93.8 9 2018 1561.42 202 7654 87.4 87.5 91.5 88.2 93.1 10 2019 1684.90 202 8087 92.3 92.4 91.6 95.2 93.4 11 2020 1665.65 202 8159 92.9 93.0 91.7 93.9 93.4 12 2021 1335.29 202 6610 75.5 75.1 90.3 75.5 91.9 | RAJASTHAN-5 | PHWR | Horizontal Pressure Tube type | Operational | 202 | 202 | 220 | 801 | 19.39 | NUCLEAR POWER CORPORATION OF INDIA, LTD. | NUCLEAR POWER CORPORATION OF INDIA, LTD. | 2002-09-18 | 2009-11-24 | 2009-12-22 | None | None | None | 2010-02-04 | 0.919 | 0.905 | 0.903 | 295
295 | INDIA | Year Electricity Supplied [GW.h] Reference Unit Power [MW] Annual Time On Line [h] ... Energy Availability Factor [%] Load Factor [%] Year Electricity Supplied [GW.h] Reference Unit Power [MW] Annual Time On Line [h] ... Annual Cumulative Annual Cumulative 0 1969 Data Not Provided Data Not Provided Data Not Provided ... Data Not Provided Data Not Provided Data Not Provided Data Not Provided 1 1970 " " " ... " " " " 2 1971 " " " ... " " " " 3 1972 218.000 210 1987 ... 11.8 NC 11.8 NC 4 1973 1249.600 210 7402 ... 67.9 NC 67.9 NC 5 1974 597.000 194 4016 ... 35.0 38.3 35.1 38.4 6 1975 925.800 200 5654 ... 52.8 41.9 52.8 41.9 7 1976 1137.900 210 6534 ... 61.7 45.9 61.7 46.0 8 1977 1161.500 210 7650 ... 68.2 49.7 63.1 48.9 9 1978 1146.100 210 6678 ... 62.3 51.6 62.3 50.8 10 1979 993.000 210 6216 ... 53.9 51.8 54.0 51.2 11 1980 899.900 210 6883 ... 78.4 54.8 48.8 51.0 12 1981 964.000 210 6748 ... 77.1 57.1 52.4 51.1 13 1982 556.700 210 4844 ... 55.4 56.9 30.3 49.2 14 1983 867.700 200 7519 ... 49.5 56.3 49.5 49.2 15 1984 803.110 200 5615 ... 69.6 57.3 45.7 49.0 16 1985 1070.890 160 8059 ... 83.4 58.9 72.0 50.3 17 1986 769.510 150 5615 ... 58.6 58.9 58.6 50.7 18 1987 1167.190 150 8221 ... 88.8 60.3 88.8 52.6 19 1988 813.500 150 6077 ... 61.7 60.4 61.7 53.0 20 1989 427.060 150 3052 ... 34.8 59.2 32.5 52.1 21 1990 762.380 150 7827 ... 58.7 59.2 58.0 52.3 22 1991 848.460 150 6265 ... 75.0 59.9 64.6 52.8 23 1992 819.840 150 6076 ... 62.2 60.0 62.2 53.2 24 1993 779.720 150 5750 ... 59.3 59.9 59.3 53.4 25 1994 843.610 150 6722 ... 64.2 60.1 64.2 53.8 26 1995 640.000 150 4911 ... 48.7 59.7 48.7 53.6 27 1996 361.170 150 3203 ... 27.4 58.6 27.4 52.7 28 1997 775.710 150 6978 ... 59.0 58.6 59.0 52.9 29 1998 881.060 150 6522 ... 67.8 58.9 67.0 53.4 30 1999 1103.520 150 7711 ... 86.4 59.7 84.0 54.3 31 2000 1023.110 150 7162 ... 79.0 60.3 77.6 55.0 32 2001 1197.420 150 8364 ... 93.3 61.2 91.1 56.0 33 2002 1163.290 150 7978 ... 90.2 62.0 88.5 56.9 34 2003 1117.120 150 7890 ... 85.9 62.7 85.0 57.7 35 2004 1238.260 150 8455 ... 94.5 63.5 94.0 58.6 36 2005 893.320 150 6359 ... 68.9 63.7 68.0 58.9 37 2006 1090.870 150 7439 ... 82.6 64.2 83.0 59.5 38 2007 1142.360 150 7812 ... 86.5 64.7 86.9 60.2 39 2008 1264.980 150 8462 ... 95.8 65.4 96.0 61.0 40 2009 1201.410 150 7878 ... 88.1 66.0 91.4 61.7 41 2010 1309.330 150 8760 ... 98.9 66.7 99.6 62.6 42 2011 1149.620 150 7857 ... 87.5 67.2 87.5 63.1 43 2012 1255.460 150 8723 ... 95.3 67.8 95.3 63.8 44 2013 424.380 150 2982 ... 32.3 67.0 32.3 63.2 45 2014 1275.950 150 8648 ... 96.6 67.6 97.1 63.9 46 2015 740.830 150 5677 ... 56.2 67.4 56.4 63.7 47 2016 563.580 150 3783 ... 42.3 66.9 42.8 63.3 48 2017 1294.410 150 8561 ... 97.0 67.5 98.5 64.0 49 2018 550.870 150 4388 ... 41.7 67.0 41.9 63.6 50 2019 1262.160 150 8606 ... 95.7 67.5 96.0 64.2 51 2020 542.060 150 3702 ... 40.9 67.0 41.1 63.7 52 2021 0.000 150 0 ... 0.0 65.8 0.0 62.6 [53 rows x 9 columns] | TARAPUR-2 | BWR | BWR-1 (Mark 2) | Operational | 200 | 150 | 160 | 530 | 46.97 | NUCLEAR POWER CORPORATION OF INDIA, LTD. | NUCLEAR POWER CORPORATION OF INDIA, LTD. | 1964-10-01 | 1969-02-28 | 1969-05-05 | None | None | None | 1969-10-28 | 0.626 | 0.731 | 0.658 | 296
296 | INDIA | Year Electricity Supplied [GW.h] Reference Unit Power [MW] Annual Time On Line [h] Operation Factor [%] Energy Availability Factor [%] Load Factor [%] Year Electricity Supplied [GW.h] Reference Unit Power [MW] Annual Time On Line [h] Operation Factor [%] Annual Cumulative Annual Cumulative 0 2010 494.85 202 3041 46.1 38.1 38.1 37.1 37.1 1 2011 1570.55 202 7506 85.7 85.8 65.3 88.8 66.6 2 2012 1711.31 202 8317 94.7 94.8 76.0 96.4 77.4 3 2013 1533.21 202 7420 84.7 84.9 78.4 86.6 79.9 4 2014 1231.86 202 6514 74.4 68.4 76.3 69.6 77.7 5 2015 1333.69 202 7042 80.4 76.9 76.4 75.4 77.3 6 2016 1153.85 202 5921 67.4 67.8 75.1 65.0 75.5 7 2017 1436.62 202 7321 83.6 83.7 76.2 81.2 76.2 8 2018 1543.92 202 7489 85.5 85.6 77.3 87.2 77.5 9 2019 1711.86 202 8281 94.5 94.6 79.1 96.7 79.5 10 2020 1580.22 202 7680 87.4 87.6 79.8 89.1 80.4 11 2021 1519.08 202 7429 84.8 84.7 80.3 85.8 80.8 | RAJASTHAN-6 | PHWR | Horizontal Pressure Tube type | Operational | 202 | 202 | 220 | 801 | 16.82 | NUCLEAR POWER CORPORATION OF INDIA, LTD. | NUCLEAR POWER CORPORATION OF INDIA, LTD. | 2003-01-20 | 2010-01-23 | 2010-03-28 | None | None | None | 2010-03-31 | 0.808 | 0.815 | 0.803 | 297
297 | INDIA | None | RAJASTHAN-7 | PHWR | Horizontal Pressure Tube type | Under Construction | 630 | 630 | 700 | 2177 | None | NUCLEAR POWER CORPORATION OF INDIA, LTD. | NUCLEAR POWER CORPORATION OF INDIA, LTD. | 2011-07-18 | None | None | None | None | None | None | None | None | None | 298
298 | INDIA | None | RAJASTHAN-8 | PHWR | Horizontal Pressure Tube type | Under Construction | 630 | 630 | 700 | 2177 | None | NUCLEAR POWER CORPORATION OF INDIA, LTD. | NUCLEAR POWER CORPORATION OF INDIA, LTD. | 2011-09-30 | None | None | None | None | None | None | None | None | None | 299
299 | INDIA | Year Electricity Supplied [GW.h] Reference Unit Power [MW] Annual Time On Line [h] Operation Factor [%] Energy Availability Factor [%] Load Factor [%] Year Electricity Supplied [GW.h] Reference Unit Power [MW] Annual Time On Line [h] Operation Factor [%] Annual Cumulative Annual Cumulative 0 2006 1037.77 490 3599 80.5 58.8 58.8 61.1 61.1 1 2007 2482.81 490 7967 91.0 66.2 64.3 57.8 58.6 2 2008 1594.38 490 7465 85.0 44.3 55.8 37.0 49.4 3 2009 2225.01 490 8022 91.6 60.1 57.1 51.8 50.1 4 2010 2794.03 490 7972 91.0 65.1 58.9 65.1 53.6 5 2011 4122.20 490 8760 100.0 95.8 65.8 96.0 61.5 6 2012 3779.47 490 7923 90.2 87.7 69.3 87.8 65.7 7 2013 3447.26 490 7200 82.2 80.2 70.8 80.3 67.7 8 2014 4129.97 490 8463 96.6 95.8 73.8 96.2 71.1 9 2015 4046.11 490 8352 95.3 94.1 75.9 94.3 73.6 10 2016 3728.32 490 7688 87.5 86.4 77.0 86.6 74.8 11 2017 3328.06 490 6785 77.4 76.9 77.0 77.5 75.1 12 2018 3954.15 490 7992 91.2 91.0 78.1 92.1 76.5 13 2019 3461.87 490 7054 80.5 79.6 78.2 80.6 76.8 14 2020 3525.17 490 7140 81.3 81.1 78.4 81.9 77.1 15 2021 4095.66 490 8302 94.8 94.5 79.4 95.4 78.3 | TARAPUR-3 | PHWR | Horizontal Pressure Tube Type | Operational | 502 | 490 | 540 | 1730 | 51.74 | NUCLEAR POWER CORPORATION OF INDIA, LTD. | NUCLEAR POWER CORPORATION OF INDIA, LTD. | 2000-05-12 | 2006-05-21 | 2006-06-15 | None | None | None | 2006-08-18 | 0.783 | 0.888 | 0.794 | 300
300 | INDIA | Year Electricity Supplied [GW.h] Reference Unit Power [MW] Annual Time On Line [h] Operation Factor [%] Energy Availability Factor [%] Load Factor [%] Year Electricity Supplied [GW.h] Reference Unit Power [MW] Annual Time On Line [h] Operation Factor [%] Annual Cumulative Annual Cumulative 0 2005 990.44 490 2770 76.0 73.8 73.8 65.7 65.7 1 2006 1762.12 490 5454 62.3 39.0 47.7 41.0 47.2 2 2007 2032.97 490 6797 77.6 54.4 50.6 47.4 47.3 3 2008 1709.82 490 8022 91.3 47.4 49.6 39.7 45.0 4 2009 2229.28 490 8187 93.5 60.0 52.0 51.9 46.6 5 2010 2571.83 490 7526 85.9 59.9 53.5 59.9 49.1 6 2011 2518.86 490 6568 75.0 58.8 54.3 58.7 50.6 7 2012 3402.67 490 8440 96.1 79.1 57.7 79.1 54.5 8 2013 3530.42 490 7779 88.8 82.2 60.6 82.2 57.8 9 2014 3722.25 490 8409 96.0 86.7 63.4 86.7 60.9 10 2015 3762.17 490 7881 90.0 87.8 65.8 87.6 63.5 11 2016 4027.88 490 8381 95.4 93.6 68.2 93.6 66.2 12 2017 1876.84 490 3951 45.1 44.7 66.3 43.7 64.4 13 2018 3687.88 490 7494 85.6 85.3 67.8 85.9 66.0 14 2019 4308.00 490 8717 99.5 99.4 70.0 100.4 68.4 15 2020 4088.13 490 8280 94.3 94.0 71.5 95.0 70.1 16 2021 3358.57 490 6806 77.7 77.2 71.9 78.2 70.6 | TARAPUR-4 | PHWR | Horizontal Pressure Tube Type | Operational | 502 | 490 | 540 | 1730 | 49.59 | NUCLEAR POWER CORPORATION OF INDIA, LTD. | NUCLEAR POWER CORPORATION OF INDIA, LTD. | 2000-03-08 | 2005-03-06 | 2005-06-04 | None | None | None | 2005-09-12 | 0.706 | 0.844 | 0.719 | 301
301 | INDIA | Year Electricity Supplied [GW.h] ... Load Factor [%] Year Electricity Supplied [GW.h] ... Annual Cumulative 0 1972 Data from a trial operation not provided ... Data from a trial operation not provided Data from a trial operation not provided 1 1973 218.400 ... NaN NaN 2 1974 667.600 ... 36.8 36.8 3 1975 599.700 ... 33.2 35.0 4 1976 801.900 ... 44.3 38.1 5 1977 456.900 ... 25.3 34.9 6 1978 153.200 ... 8.5 29.6 7 1979 1147.300 ... 63.6 35.3 8 1980 953.100 ... 52.7 37.8 9 1981 441.500 ... 22.9 35.8 10 1982 38.200 ... 2.1 32.1 11 1983 0.000 ... 0.0 29.0 12 1984 0.000 ... 0.0 26.6 13 1985 226.250 ... 12.7 25.5 14 1986 0.000 ... 0.0 23.5 15 1987 169.850 ... 9.4 22.5 16 1988 376.480 ... 20.7 22.4 17 1989 312.820 ... 17.2 22.0 18 1990 364.060 ... 21.6 22.0 19 1991 197.540 ... 11.7 21.5 20 1992 57.680 ... 7.8 21.2 21 1993 167.630 ... 22.8 21.2 22 1994 2.910 ... 0.4 20.8 23 1995 0.000 ... 0.0 20.3 24 1996 0.000 ... 0.0 19.9 25 1997 264.640 ... 36.0 20.2 26 1998 567.360 ... 48.3 21.1 27 1999 795.020 ... 67.7 22.5 28 2000 681.330 ... 57.9 23.6 29 2001 173.190 ... 14.8 23.3 30 2002 0.000 ... 0.0 22.9 31 2003 0.000 ... 0.0 22.2 32 2004 303.830 ... 25.8 22.3 33 2005 0.000 ... 0.0 22.0 34 2006 0.000 ... 0.0 21.6 35 2007 0.000 ... 0.0 21.2 36 2008 0.000 ... 0.0 20.9 37 2009 0.000 ... 0.0 20.5 38 2010 0.000 ... 0.0 20.2 39 2011 0.000 ... 0.0 19.9 40 2012 0.000 ... 0.0 19.6 41 2013 0.000 ... 0.0 19.3 42 2014 0.000 ... 0.0 19.0 43 2015 0.000 ... 0.0 18.7 44 2016 0.000 ... 0.0 18.4 45 2017 0.000 ... 0.0 18.2 46 2018 0.000 ... 0.0 17.9 47 2019 0.000 ... 0.0 17.6 48 2020 0.000 ... 0.0 17.4 49 2021 0.000 ... 0.0 17.2 [50 rows x 9 columns] | RAJASTHAN-1 | PHWR | Horizontal Pressure Tube type | Suspended Operation | 207 | 90 | 100 | 346 | 10.14 | NUCLEAR POWER CORPORATION OF INDIA, LTD. | NUCLEAR POWER CORPORATION OF INDIA, LTD. | 1965-08-01 | 1972-08-11 | 1972-11-30 | 2004-10-09 | None | None | 1973-12-16 | 0.172 | 0.211 | 0.199 | 302
302 | INDIA | Year Electricity Supplied [GW.h] Reference Unit Power [MW] Annual Time On Line [h] Operation Factor [%] Energy Availability Factor [%] Load Factor [%] Year Electricity Supplied [GW.h] Reference Unit Power [MW] Annual Time On Line [h] Operation Factor [%] Annual Cumulative Annual Cumulative 0 1980 25.70 206 478 NaN NaN NaN NaN NaN 1 1981 686.00 220 7068 80.6 38.4 38.4 38.0 38.0 2 1982 372.90 206 3651 41.7 20.7 28.6 20.7 28.4 3 1983 957.20 202 6673 76.2 54.1 37.6 54.1 37.4 4 1984 908.73 185 5870 66.8 49.1 40.4 55.9 42.0 5 1985 959.92 184 6243 71.3 71.3 46.4 59.6 45.4 6 1986 1080.48 207 6743 77.0 59.6 48.8 59.6 48.0 7 1987 1031.10 207 6277 71.7 56.9 50.0 56.9 49.3 8 1988 1233.98 207 7935 90.3 67.9 52.4 67.9 51.8 9 1989 1084.21 207 6980 79.7 59.8 53.2 59.8 52.7 10 1990 1173.83 192 7151 81.6 68.7 54.8 69.8 54.4 11 1991 895.11 192 5416 61.8 63.0 55.5 53.2 54.3 12 1992 874.35 184 5297 60.3 58.1 55.7 54.1 54.3 13 1993 1153.48 184 6983 79.7 71.2 56.8 71.6 55.5 14 1994 519.42 184 3244 37.0 32.2 55.2 32.2 53.9 15 1995 0.00 184 0 0.0 0.0 51.6 0.0 50.5 16 1996 0.00 184 0 0.0 0.0 48.6 0.0 47.5 17 1997 0.00 184 0 0.0 0.0 45.8 0.0 44.8 18 1998 512.37 184 3728 42.6 49.6 46.0 31.8 44.1 19 1999 1162.33 184 7264 82.9 83.1 47.9 72.1 45.5 20 2000 1308.11 184 8104 92.3 92.3 50.0 80.9 47.2 21 2001 1348.28 184 7486 85.5 85.5 51.7 83.6 48.9 22 2002 1430.87 187 7768 88.7 89.0 53.3 87.4 50.6 23 2003 1391.45 187 8018 91.5 84.7 54.7 84.9 52.1 24 2004 1047.75 187 6806 77.5 77.8 55.6 63.8 52.6 25 2005 1134.78 187 7581 86.5 80.0 56.6 69.3 53.2 26 2006 1026.82 187 7207 82.3 70.4 57.1 62.7 53.6 27 2007 508.69 187 3758 42.9 34.0 56.3 31.0 52.8 28 2008 0.00 187 0 0.0 0.0 54.3 0.0 50.9 29 2009 470.72 187 2795 31.9 28.7 53.4 28.7 50.2 30 2010 1449.01 187 8286 94.6 90.5 54.6 88.5 51.4 31 2011 1528.78 187 8518 97.2 98.3 56.0 93.3 52.8 32 2012 1304.66 187 7265 82.7 81.5 56.8 79.4 53.6 33 2013 1498.71 187 8327 95.1 94.1 57.9 91.5 54.7 34 2014 1129.42 187 6534 74.6 70.9 58.3 69.0 55.1 35 2015 1304.85 187 8067 92.1 82.6 59.0 79.7 55.8 36 2016 711.15 187 4360 49.6 43.6 58.6 43.3 55.5 37 2017 1424.74 187 8171 93.3 87.5 59.3 87.0 56.3 38 2018 1187.27 187 6734 76.9 72.1 59.7 72.5 56.7 39 2019 998.12 187 6208 70.9 61.4 59.7 60.9 56.8 40 2020 644.59 187 4201 47.8 39.2 59.2 39.2 56.4 41 2021 1047.41 187 6093 69.6 63.9 59.3 63.9 56.6 | RAJASTHAN-2 | PHWR | Horizontal Pressure Tube type | Operational | 207 | 187 | 200 | 693 | 36.70 | NUCLEAR POWER CORPORATION OF INDIA, LTD. | NUCLEAR POWER CORPORATION OF INDIA, LTD. | 1968-04-01 | 1980-10-08 | 1980-11-01 | None | None | None | 1981-04-01 | 0.566 | 0.664 | 0.593 | 303
303 | INDIA | Year Electricity Supplied [GW.h] ... Load Factor [%] Year Electricity Supplied [GW.h] ... Annual Cumulative 0 1983 Data from a trial operation not provided ... Data from a trial operation not provided Data from a trial operation not provided 1 1984 1115.820 ... 63.6 63.6 2 1985 822.080 ... 43.6 53.1 3 1986 757.120 ... 39.3 48.3 4 1987 1100.000 ... 57.1 50.6 5 1988 1258.000 ... 65.1 53.6 6 1989 404.570 ... 21.0 48.0 7 1990 863.720 ... 45.9 47.7 8 1991 499.900 ... 26.5 45.0 9 1992 1082.590 ... 63.5 46.9 10 1993 538.940 ... 31.7 45.5 11 1994 809.000 ... 47.6 45.7 12 1995 1085.160 ... 63.8 47.1 13 1996 617.150 ... 43.7 46.9 14 1997 893.020 ... 68.0 48.0 15 1998 703.440 ... 53.5 48.3 16 1999 1182.430 ... 90.0 50.3 17 2000 667.750 ... 50.7 50.3 18 2001 1174.490 ... 89.4 52.0 19 2002 895.760 ... 66.0 52.7 20 2003 810.570 ... 59.7 53.0 21 2004 0.000 ... 0.0 50.8 22 2005 0.000 ... 0.0 48.9 23 2006 1224.960 ... 70.2 49.9 24 2007 695.770 ... 38.7 49.4 25 2008 697.940 ... 38.8 48.9 26 2009 721.620 ... 40.2 48.5 27 2010 1024.380 ... 57.0 48.9 28 2011 1117.420 ... 62.2 49.4 29 2012 1316.320 ... 73.1 50.3 30 2013 1259.800 ... 70.2 51.0 31 2014 1122.290 ... 62.5 51.4 32 2015 1631.270 ... 90.8 52.7 33 2016 1402.440 ... 77.9 53.6 34 2017 1359.210 ... 75.7 54.3 35 2018 62.390 ... 3.5 52.7 36 2019 0.000 ... 0.0 51.1 37 2020 0.000 ... 0.0 49.6 38 2021 0.000 ... 0.0 48.3 [39 rows x 9 columns] | MADRAS-1 | PHWR | Horizontal Pressure Tube type | Operational | 202 | 205 | 220 | 801 | 31.49 | NUCLEAR POWER CORPORATION OF INDIA, LTD. | NUCLEAR POWER CORPORATION OF INDIA, LTD. | 1971-01-01 | 1983-07-02 | 1983-07-23 | None | None | None | 1984-01-27 | 0.483 | 0.622 | 0.514 | 304
304 | INDIA | Year Electricity Supplied [GW.h] ... Load Factor [%] Year Electricity Supplied [GW.h] ... Annual Cumulative 0 1985 Data from a trial operation not provided ... Data from a trial operation not provided Data from a trial operation not provided 1 1986 783.740 ... 36.5 36.5 2 1987 1066.000 ... 55.3 47.2 3 1988 642.000 ... 33.2 42.1 4 1989 438.210 ... 22.7 37.0 5 1990 1082.360 ... 57.5 41.2 6 1991 1082.970 ... 57.5 44.0 7 1992 665.180 ... 39.0 43.3 8 1993 950.330 ... 52.9 44.5 9 1994 1032.140 ... 60.7 46.2 10 1995 274.660 ... 16.2 43.4 11 1996 1061.910 ... 75.1 45.7 12 1997 958.200 ... 72.9 47.4 13 1998 1104.220 ... 84.0 49.6 14 1999 879.940 ... 67.0 50.6 15 2000 1273.390 ... 96.6 53.1 16 2001 1119.140 ... 85.2 54.7 17 2002 22.710 ... 1.7 52.0 18 2003 589.130 ... 43.4 51.6 19 2004 1274.310 ... 93.6 53.6 20 2005 1475.770 ... 108.7 55.9 21 2006 1086.590 ... 61.4 56.2 22 2007 971.070 ... 54.9 56.2 23 2008 715.690 ... 40.3 55.4 24 2009 931.470 ... 51.9 55.2 25 2010 806.130 ... 44.9 54.8 26 2011 1155.830 ... 64.4 55.2 27 2012 1181.560 ... 65.6 55.6 28 2013 561.740 ... 31.3 54.6 29 2014 1183.610 ... 65.9 55.1 30 2015 1254.200 ... 69.8 55.6 31 2016 1465.580 ... 81.4 56.5 32 2017 1615.200 ... 89.9 57.7 33 2018 1535.800 ... 85.5 58.6 34 2019 1530.730 ... 85.2 59.4 35 2020 1608.900 ... 89.4 60.4 36 2021 986.160 ... 54.9 60.2 [37 rows x 9 columns] | MADRAS-2 | PHWR | Horizontal Pressure Tube type | Operational | 202 | 205 | 220 | 801 | 36.49 | NUCLEAR POWER CORPORATION OF INDIA, LTD. | NUCLEAR POWER CORPORATION OF INDIA, LTD. | 1972-10-01 | 1985-08-12 | 1985-09-20 | None | None | None | 1986-03-21 | 0.602 | 0.756 | 0.625 | 305
305 | INDIA | Year Electricity Supplied [GW.h] ... Load Factor [%] Year Electricity Supplied [GW.h] ... Annual Cumulative 0 1989 Data from a trial operation not provided ... Data from a trial operation not provided Data from a trial operation not provided 1 1990 " ... " " 2 1991 449.260 ... 24.4 24.4 3 1992 742.660 ... 42.3 33.1 4 1993 339.570 ... 19.4 28.6 5 1994 0.000 ... 0.0 21.6 6 1995 944.420 ... 53.9 28.0 7 1996 1162.260 ... 66.2 34.3 8 1997 1585.200 ... 90.5 42.3 9 1998 1485.610 ... 84.8 47.5 10 1999 1128.610 ... 64.4 49.4 11 2000 1386.340 ... 78.9 52.3 12 2001 1562.990 ... 89.2 55.7 13 2002 1574.490 ... 89.0 58.5 14 2003 1528.250 ... 86.4 60.6 15 2004 1120.610 ... 63.2 60.8 16 2005 1064.750 ... 60.2 60.8 17 2006 0.000 ... 0.0 57.0 18 2007 0.000 ... 0.0 53.6 19 2008 567.170 ... 32.0 52.4 20 2009 551.080 ... 31.1 51.3 21 2010 956.950 ... 54.1 51.4 22 2011 1044.570 ... 59.0 51.8 23 2012 987.240 ... 55.6 51.9 24 2013 1223.620 ... 69.2 52.7 25 2014 1067.580 ... 60.3 53.0 26 2015 1568.350 ... 88.6 54.4 27 2016 1479.920 ... 83.4 55.6 28 2017 1658.280 ... 93.7 57.0 29 2018 1624.800 ... 91.8 58.2 30 2019 1411.630 ... 79.8 59.0 31 2020 1655.650 ... 93.3 60.1 32 2021 1556.370 ... 88.0 61.0 [33 rows x 9 columns] | NARORA-1 | PHWR | Horizontal Pressure Tube type | Operational | 202 | 202 | 220 | 801 | 33.67 | NUCLEAR POWER CORPORATION OF INDIA, LTD. | NUCLEAR POWER CORPORATION OF INDIA, LTD. | 1976-12-01 | 1989-03-12 | 1989-07-29 | None | None | None | 1991-01-01 | 0.61 | 0.743 | 0.633 | 306
306 | INDIA | Year Electricity Supplied [GW.h] Reference Unit Power [MW] Annual Time On Line [h] Operation Factor [%] Energy Availability Factor [%] Load Factor [%] Year Electricity Supplied [GW.h] Reference Unit Power [MW] Annual Time On Line [h] Operation Factor [%] Annual Cumulative Annual Cumulative 0 1992 567.04 200 3553 80.5 64.2 64.2 64.2 64.2 1 1993 83.31 200 548 6.3 4.8 24.7 4.8 24.7 2 1994 761.66 200 5494 62.7 43.5 32.2 43.5 32.2 3 1995 1036.81 200 5798 66.2 66.1 41.9 59.2 39.9 4 1996 1227.52 200 6572 74.8 69.9 48.1 69.9 46.6 5 1997 1568.71 200 8121 92.7 89.2 55.6 89.5 54.4 6 1998 1333.24 200 6829 78.0 75.0 58.6 76.1 57.7 7 1999 1425.94 200 7468 85.2 85.8 62.2 81.4 60.9 8 2000 1340.76 200 7182 81.8 79.9 64.3 76.3 62.7 9 2001 1343.01 200 6897 78.7 74.5 65.4 76.7 64.2 10 2002 1692.79 202 8416 96.1 94.8 68.2 95.7 67.2 11 2003 1287.09 202 7458 85.1 70.7 68.4 72.7 67.7 12 2004 1364.55 202 8447 96.2 78.9 69.2 76.9 68.4 13 2005 1222.91 202 7907 90.3 71.5 69.4 69.1 68.5 14 2006 1229.43 202 8278 94.5 71.9 69.6 69.5 68.5 15 2007 496.85 202 4808 54.9 30.0 67.0 28.1 65.9 16 2008 0.00 202 0 0.0 0.0 62.9 0.0 61.9 17 2009 0.00 202 0 0.0 0.0 59.3 0.0 58.3 18 2010 289.19 202 2282 26.0 18.3 57.1 16.3 56.0 19 2011 765.97 202 8014 91.5 45.3 56.5 43.3 55.4 20 2012 1120.09 202 8495 96.7 65.1 56.9 63.1 55.8 21 2013 1064.99 202 7697 87.9 63.6 57.2 60.2 56.0 22 2014 1245.70 202 8646 98.7 72.4 57.9 70.4 56.6 23 2015 1449.83 202 7467 85.2 83.9 59.0 81.9 57.7 24 2016 1551.47 202 7906 90.0 88.1 60.2 87.4 58.9 25 2017 1633.27 202 8327 95.1 92.9 61.5 92.3 60.2 26 2018 1488.42 202 7629 87.1 85.0 62.4 84.1 61.1 27 2019 1710.41 202 8760 100.0 97.8 63.7 96.7 62.4 28 2020 1615.02 202 8613 98.0 92.7 64.7 91.0 63.4 29 2021 1351.53 202 7331 83.7 76.4 65.1 76.4 63.9 | NARORA-2 | PHWR | Horizontal Pressure Tube type | Operational | 202 | 202 | 220 | 801 | 33.27 | NUCLEAR POWER CORPORATION OF INDIA, LTD. | NUCLEAR POWER CORPORATION OF INDIA, LTD. | 1977-11-01 | 1991-10-24 | 1992-01-05 | None | None | None | 1992-07-01 | 0.639 | 0.754 | 0.651 | 307
307 | INDIA | Year Electricity Supplied [GW.h] ... Load Factor [%] Year Electricity Supplied [GW.h] ... Annual Cumulative 0 1992 Data from a trial operation not provided ... Data from a trial operation not provided Data from a trial operation not provided 1 1993 Data Not Provided ... Data Not Provided Data Not Provided 2 1994 130.280 ... 7.7 7.7 3 1995 1089.070 ... 63.8 35.8 4 1996 1295.820 ... 75.6 49.1 5 1997 906.720 ... 53.1 50.1 6 1998 1090.620 ... 63.8 52.9 7 1999 1407.120 ... 82.4 57.8 8 2000 1645.420 ... 96.1 63.3 9 2001 1517.450 ... 88.8 66.5 10 2002 1697.790 ... 96.0 69.8 11 2003 1419.430 ... 80.2 70.9 12 2004 1064.420 ... 60.0 69.9 13 2005 1089.400 ... 61.6 69.2 14 2006 985.550 ... 55.7 68.1 15 2007 828.700 ... 46.8 66.6 16 2008 438.120 ... 24.7 63.7 17 2009 0.000 ... 0.0 59.7 18 2010 0.000 ... 0.0 56.1 19 2011 1621.390 ... 91.6 58.1 20 2012 1640.690 ... 92.5 59.9 21 2013 1711.810 ... 96.7 61.8 22 2014 1719.700 ... 97.2 63.5 23 2015 1541.280 ... 87.1 64.6 24 2016 337.720 ... 19.0 62.6 25 2017 0.000 ... 0.0 60.0 26 2018 0.000 ... 0.0 57.5 27 2019 887.730 ... 50.2 57.2 28 2020 1600.120 ... 90.2 58.5 29 2021 1655.510 ... 93.6 59.7 [30 rows x 9 columns] | KAKRAPAR-1 | PHWR | Horizontal Pressure Tube type | Operational | 202 | 202 | 220 | 801 | 29.61 | NUCLEAR POWER CORPORATION OF INDIA, LTD. | NUCLEAR POWER CORPORATION OF INDIA, LTD. | 1984-12-01 | 1992-09-03 | 1992-11-24 | None | None | None | 1993-05-06 | 0.597 | 0.666 | 0.622 | 308
309 | IRAN, ISLAMIC REPUBLIC OF | Year Electricity Supplied [GW.h] Reference Unit Power [MW] Annual Time On Line [h] Operation Factor [%] Energy Availability Factor [%] Load Factor [%] Year Electricity Supplied [GW.h] Reference Unit Power [MW] Annual Time On Line [h] Operation Factor [%] Annual Cumulative Annual Cumulative 0 2011 97.98 915 361 NaN NaN NaN NaN NaN 1 2012 1328.31 915 1930 NaN NaN NaN NaN NaN 2 2013 3893.67 915 4523 95.5 95.1 95.1 95.4 95.4 3 2014 3723.60 915 5181 59.1 56.4 64.2 46.5 56.3 4 2015 3198.24 915 3992 45.6 64.4 64.3 39.9 49.0 5 2016 5923.97 915 6615 75.3 73.9 67.2 73.7 56.6 6 2017 6366.21 915 6971 79.6 80.0 70.2 79.4 62.0 7 2018 6300.12 915 6851 78.2 77.5 71.6 78.6 65.2 8 2019 5865.73 915 6611 75.5 72.5 71.8 73.2 66.4 9 2020 5792.22 915 6349 72.3 71.0 71.7 72.1 67.2 10 2021 3235.97 915 3665 41.8 69.3 71.4 40.4 64.0 | BUSHEHR-1 | PWR | VVER V-446 | Operational | 915 | 915 | 1000 | 3000 | 45.95 | Nuclear Power Production and Development Co. of Iran | Nuclear Power Production and Development Co. of Iran | 1975-05-01 | 2011-05-08 | 2011-09-03 | None | None | None | 2013-09-23 | 0.64 | 0.668 | 0.714 | 310
310 | IRAN, ISLAMIC REPUBLIC OF | None | BUSHEHR-2 | PWR | V-528 VVER-1000 AES-92 GIII+ | Under Construction | 974 | 974 | 1057 | 3012 | None | Nuclear Power Production and Development Co. of Iran | Nuclear Power Production and Development Co. of Iran | 2019-09-27 | None | None | None | None | None | None | None | None | None | 311
317 | ITALY | Year Electricity Supplied [GW.h] ... Load Factor [%] Year Electricity Supplied [GW.h] ... Annual Cumulative 0 1963 Data from a trial operation not provided ... Data from a trial operation not provided Data from a trial operation not provided 1 1964 Data Not Provided ... Data Not Provided Data Not Provided 2 1965 " ... " " 3 1966 " ... " " 4 1967 " ... " " 5 1968 " ... " " 6 1969 " ... " " 7 1970 1191.000 ... 87.7 NC 8 1971 845.300 ... 60.3 NC 9 1972 1204.100 ... 85.7 NC 10 1973 654.600 ... 49.8 NC 11 1974 953.800 ... 71.2 NC 12 1975 948.300 ... 70.8 71.0 13 1976 946.600 ... 70.4 71.0 14 1977 1076.400 ... 80.3 72.1 15 1978 1184.900 ... 88.4 73.9 16 1979 789.000 ... 58.9 72.4 17 1980 894.000 ... 66.5 71.9 18 1981 895.400 ... 66.8 71.5 19 1982 872.200 ... 65.1 71.0 20 1983 1274.000 ... 95.0 72.7 21 1984 933.000 ... 69.4 72.5 22 1985 1186.600 ... 88.5 73.5 23 1986 1131.000 ... 84.4 74.1 24 1987 0.000 ... 0.0 70.3 [25 rows x 9 columns] | LATINA | GCR | MAGNOX | Permanent Shutdown | 200 | 153 | 160 | 660 | 25.49 | Societa Gestione Impanti Nucleari S.p.a. | Societa Gestione Impanti Nucleari S.p.a. | 1958-11-01 | 1962-12-27 | 1963-05-12 | None | None | 1987-12-01 | 1964-01-01 | 0.703 | 0.717 | 0.711 | 318
324 | ITALY | Year Electricity Supplied [GW.h] Reference Unit Power [MW] Annual Time On Line [h] ... Energy Availability Factor [%] Load Factor [%] Year Electricity Supplied [GW.h] Reference Unit Power [MW] Annual Time On Line [h] ... Annual Cumulative Annual Cumulative 0 1964 Data Not Provided Data Not Provided Data Not Provided ... Data Not Provided Data Not Provided Data Not Provided Data Not Provided 1 1965 " " " ... " " " " 2 1966 " " " ... " " " " 3 1967 " " " ... " " " " 4 1968 " " " ... " " " " 5 1969 " " " ... " " " " 6 1970 " " " ... " " " " 7 1971 1163.700 160 7936 ... 90.4 NC 83.0 NC 8 1972 436.000 160 3210 ... 35.2 NC 31.0 NC 9 1973 970.000 150 7197 ... 73.8 NC 73.8 NC 10 1974 719.600 150 5818 ... 54.9 NC 54.8 NC 11 1975 470.700 150 4154 ... 35.8 NC 35.8 NC 12 1976 1144.900 151 8063 ... 86.9 NC 86.3 NC 13 1977 448.300 151 4003 ... 34.1 58.8 33.9 57.0 14 1978 456.500 151 3402 ... 34.4 55.8 34.5 54.2 15 1979 0.000 151 0 ... -0.3 49.6 0.0 48.2 16 1980 0.000 151 0 ... 0.0 44.7 0.0 43.4 17 1981 0.000 151 0 ... 0.0 40.7 0.0 39.5 18 1982 0.000 150 0 ... 0.0 40.1 0.0 39.0 [19 rows x 9 columns] | GARIGLIANO | BWR | BWR-1 | Permanent Shutdown | 150 | 150 | 160 | 506 | 12.25 | Societa Gestione Impanti Nucleari S.p.a. | Societa Gestione Impanti Nucleari S.p.a. | 1959-11-01 | 1963-06-05 | 1964-01-01 | None | None | 1982-03-01 | 1964-06-01 | 0.39 | 0.448 | 0.401 | 325
325 | ITALY | Year Electricity Supplied [GW.h] ... Load Factor [%] Year Electricity Supplied [GW.h] ... Annual Cumulative 0 1964 Data from a trial operation not provided ... Data from a trial operation not provided Data from a trial operation not provided 1 1965 Data Not Provided ... Data Not Provided Data Not Provided 2 1966 " ... " " 3 1967 " ... " " 4 1968 " ... " " 5 1969 " ... " " 6 1970 1243.000 ... 55.4 NC 7 1971 1355.400 ... 60.4 NC 8 1972 1985.400 ... 88.3 NC 9 1973 1357.000 ... 62.7 NC 10 1974 1560.100 ... 72.1 67.8 11 1975 2207.400 ... 96.9 72.8 12 1976 1514.400 ... 69.8 72.4 13 1977 1826.000 ... 80.2 73.4 14 1978 2094.900 ... 92.0 75.5 15 1979 705.000 ... 31.0 70.9 16 1980 0.000 ... 0.0 64.4 17 1981 0.000 ... 0.0 58.9 18 1982 0.000 ... 0.0 54.3 19 1983 0.000 ... 0.0 50.4 20 1984 1631.000 ... 71.4 51.8 21 1985 1295.300 ... 56.9 52.1 22 1986 2016.200 ... 88.5 54.3 23 1987 159.000 ... 7.0 51.6 24 1988 0.000 ... 0.0 48.9 25 1989 0.000 ... 0.0 46.4 26 1990 0.000 ... 0.0 45.3 [27 rows x 9 columns] | ENRICO FERMI | PWR | WH 4LP | Permanent Shutdown | 247 | 260 | 270 | 870 | 24.31 | Societa Gestione Impanti Nucleari S.p.a. | Societa Gestione Impanti Nucleari S.p.a. | 1961-07-01 | 1964-06-21 | 1964-10-22 | None | None | 1990-07-01 | 1965-01-01 | 0.453 | 0.5 | 0.454 | 326
326 | ITALY | Year Electricity Supplied [GW.h] Reference Unit Power [MW] Annual Time On Line [h] Operation Factor [%] Energy Availability Factor [%] Load Factor [%] Year Electricity Supplied [GW.h] Reference Unit Power [MW] Annual Time On Line [h] Operation Factor [%] Annual Cumulative Annual Cumulative 0 1978 459.0 548 1878 NaN NaN NaN NaN NaN 1 1979 1003.0 548 2708 NaN NaN NaN NaN NaN 2 1980 1220.0 548 1976 NaN NaN NaN NaN NaN 3 1981 1659.3 840 2450 58.3 50.8 50.8 49.9 49.9 4 1982 5732.5 840 7906 90.2 84.0 81.4 77.9 75.7 5 1983 4312.0 873 5858 66.9 56.2 69.0 56.4 66.2 6 1984 4065.0 860 5769 65.7 54.1 64.2 53.8 62.2 7 1985 3975.0 860 6073 69.3 56.8 62.4 52.8 59.9 8 1986 5300.0 860 6648 75.9 70.4 63.9 70.4 62.0 9 1987 0.0 860 0 0.0 0.0 53.4 0.0 51.8 10 1988 0.0 860 0 0.0 0.0 45.8 0.0 44.4 11 1989 0.0 860 0 0.0 0.0 40.2 0.0 38.9 12 1990 0.0 860 0 0.0 0.0 37.9 0.0 36.7 | CAORSO | BWR | BWR-4 (Mark 2) | Permanent Shutdown | 840 | 860 | 882 | 2651 | 27.73 | Societa Gestione Impanti Nucleari S.p.a. | Societa Gestione Impanti Nucleari S.p.a. | 1970-01-01 | 1977-12-31 | 1978-05-23 | None | None | 1990-07-01 | 1981-12-01 | 0.367 | 0.435 | 0.379 | 327
332 | JAPAN | Year Electricity Supplied [GW.h] ... Load Factor [%] Year Electricity Supplied [GW.h] ... Annual Cumulative 0 1963 Data from a trial operation not provided ... Data from a trial operation not provided Data from a trial operation not provided 1 1964 " ... " " 2 1965 Data Not Provided ... Data Not Provided Data Not Provided 3 1966 " ... " " 4 1967 " ... " " 5 1968 " ... " " 6 1969 " ... " " 7 1970 " ... " " 8 1971 " ... " " 9 1972 " ... " " 10 1973 " ... " " 11 1974 0.000 ... 0.0 NC 12 1975 6.500 ... 6.2 NC 13 1976 4.300 ... 16.4 NC [14 rows x 9 columns] | JPDR | BWR | BWR-1 | Permanent Shutdown | 10 | 12 | 13 | 90 | 0.01 | JAPAN ATOMIC ENERGY AGENCY | JAPAN ATOMIC ENERGY AGENCY | 1960-12-01 | 1963-08-22 | 1963-10-26 | None | None | 1976-03-18 | 1965-03-15 | None | None | None | 333
333 | JAPAN | Year Electricity Supplied [GW.h] Reference Unit Power [MW] Annual Time On Line [h] Operation Factor [%] Energy Availability Factor [%] Load Factor [%] Year Electricity Supplied [GW.h] Reference Unit Power [MW] Annual Time On Line [h] Operation Factor [%] Annual Cumulative Annual Cumulative 0 1974 284.70 760 1140 NaN NaN NaN NaN NaN 1 1975 2961.80 760 6069 NaN NaN NaN NaN NaN 2 1976 4807.10 784 7641 93.9 80.7 80.7 77.6 77.6 3 1977 2171.10 760 3575 40.8 32.6 53.6 32.6 52.3 4 1978 2753.70 760 4368 49.9 41.4 49.2 41.4 48.4 5 1979 4916.30 760 7190 82.1 73.8 55.7 73.8 55.1 6 1980 4287.00 760 6110 69.6 64.2 57.5 64.2 57.0 7 1981 3722.80 760 5173 59.0 55.9 57.2 55.9 56.8 8 1982 2886.80 760 4037 46.1 42.8 55.1 43.4 54.8 9 1983 4034.00 760 5643 64.4 60.6 55.8 60.6 55.6 10 1984 4497.33 760 6041 68.8 67.7 57.2 67.4 56.9 11 1985 5798.64 760 7738 88.3 87.7 60.3 87.1 60.0 12 1986 4234.20 760 5621 64.2 63.5 60.6 63.6 60.3 13 1987 3748.84 760 5086 58.1 56.7 60.3 56.3 60.0 14 1988 5122.99 760 6822 77.7 77.0 61.6 76.7 61.3 15 1989 5706.69 760 7616 86.9 86.2 63.4 85.7 63.1 16 1990 2919.55 760 3985 45.5 44.3 62.1 43.8 61.8 17 1991 4491.02 760 6003 68.5 68.0 62.4 67.5 62.1 18 1992 6098.74 760 8120 92.4 92.0 64.2 91.4 63.9 19 1993 4204.30 760 5655 64.6 63.7 64.2 63.2 63.8 20 1994 4202.30 760 5647 64.5 63.6 64.2 63.1 63.8 21 1995 5966.53 760 8036 91.7 90.2 65.5 89.6 65.1 22 1996 4909.65 760 6525 74.3 73.9 65.9 73.5 65.5 23 1997 2516.65 760 3345 38.2 38.0 64.6 37.8 64.2 24 1998 2632.68 760 3622 41.4 42.2 63.6 39.5 63.2 25 1999 5116.09 760 6792 77.5 77.3 64.2 76.8 63.7 26 2000 5932.48 760 7859 89.5 89.4 65.2 88.9 64.8 27 2001 5637.32 760 7506 85.7 85.5 66.0 84.7 65.5 28 2002 3567.31 760 4747 54.2 54.0 65.5 53.6 65.1 29 2003 2483.56 760 3290 37.6 37.6 64.5 37.3 64.1 30 2004 3969.67 760 5225 59.5 59.5 64.4 59.5 63.9 31 2005 5103.85 760 6987 79.8 76.1 64.8 76.7 64.4 32 2006 4081.93 760 5509 62.9 61.8 64.7 61.3 64.2 33 2007 4312.85 760 5840 66.7 65.0 64.7 64.8 64.3 34 2008 6668.84 760 8784 100.0 100.0 65.8 99.9 65.4 35 2009 4037.60 760 5380 61.4 60.9 65.6 60.6 65.2 36 2010 4854.03 760 6473 73.9 73.2 65.8 72.9 65.4 37 2011 1271.82 760 1671 50.1 50.0 65.6 50.2 65.3 | FUKUSHIMA-DAIICHI-3 | BWR | BWR-4 | Permanent Shutdown | 760 | 760 | 784 | 2381 | 155.94 | Tokyo Electric Power Company Holdings, Inc. | Tokyo Electric Power Company Holdings, Inc. | 1970-12-28 | 1974-09-06 | 1974-10-26 | None | None | 2011-05-19 | 1976-03-27 | 0.653 | 0.676 | 0.656 | 334
334 | JAPAN | Year Electricity Supplied [GW.h] Reference Unit Power [MW] Annual Time On Line [h] Operation Factor [%] Energy Availability Factor [%] Load Factor [%] Year Electricity Supplied [GW.h] Reference Unit Power [MW] Annual Time On Line [h] Operation Factor [%] Annual Cumulative Annual Cumulative 0 1974 153.20 515 1488 NaN NaN NaN NaN NaN 1 1975 1768.00 515 5430 NaN NaN NaN NaN NaN 2 1976 2520.60 515 5650 60.8 52.5 52.5 52.5 52.5 3 1977 2250.50 515 5194 59.3 49.9 51.0 49.9 51.0 4 1978 55.90 515 283 3.2 1.2 32.9 1.2 32.9 5 1979 3059.00 515 6980 79.7 67.8 42.2 67.8 42.2 6 1980 3051.90 515 6916 78.7 67.5 47.5 67.5 47.5 7 1981 2394.20 515 5052 57.7 53.1 48.5 53.1 48.5 8 1982 2997.60 515 6237 71.2 66.6 51.2 66.4 51.2 9 1983 3054.90 515 6236 71.2 67.7 53.3 67.7 53.3 10 1984 2377.46 515 4822 54.9 53.6 53.4 52.6 53.2 11 1985 4437.10 515 8760 100.0 100.0 58.1 98.4 57.8 12 1986 2919.82 515 5804 66.3 65.0 58.8 64.7 58.5 13 1987 3290.72 515 6560 74.9 73.1 60.0 72.9 59.7 14 1988 1838.70 515 3649 41.5 40.7 58.5 40.6 58.2 15 1989 1950.73 515 3904 44.6 43.4 57.4 43.2 57.1 16 1990 2040.59 515 4015 45.8 49.0 56.8 45.2 56.3 17 1991 2162.77 515 4319 49.3 48.2 56.3 47.9 55.8 18 1992 2730.07 515 5384 61.3 60.6 56.5 60.4 56.1 19 1993 2872.63 515 5681 64.8 64.0 57.0 63.7 56.5 20 1994 1642.07 515 3216 36.7 36.6 55.9 36.4 55.4 21 1995 3499.61 515 6892 78.7 78.2 57.0 77.6 56.5 22 1996 3662.27 515 7158 81.5 81.4 58.2 81.0 57.7 23 1997 4117.95 515 8086 92.3 91.9 59.7 91.3 59.3 24 1998 3609.76 515 7070 80.7 80.5 60.6 80.0 60.2 25 1999 2878.69 515 5630 64.3 64.2 60.8 63.8 60.3 26 2000 3198.00 515 6268 71.4 71.2 61.2 70.7 60.7 27 2001 3069.82 515 6000 68.5 68.5 61.5 68.0 61.0 28 2002 0.00 515 0 0.0 0.0 59.2 0.0 58.8 29 2003 0.00 515 0 0.0 0.0 57.1 0.0 56.6 30 2004 0.00 515 0 0.0 0.0 55.1 0.0 54.7 31 2005 0.00 515 0 0.0 0.0 53.2 0.0 52.8 32 2006 0.00 515 0 0.0 0.0 51.5 0.0 51.1 33 2007 0.00 515 0 0.0 0.0 49.9 0.0 49.5 34 2008 0.00 515 0 0.0 0.0 48.4 0.0 48.0 35 2009 0.00 515 0 0.0 0.0 48.2 0.0 47.9 | HAMAOKA-1 | BWR | BWR-4 | Permanent Shutdown | 516 | 516 | 540 | 1593 | 73.63 | CHUBU ELECTRIC POWER CO., INC. | CHUBU ELECTRIC POWER CO., INC. | 1971-06-10 | 1974-06-20 | 1974-08-13 | None | None | 2009-01-30 | 1976-03-17 | 0.479 | 0.501 | 0.482 | 335
335 | JAPAN | Year Electricity Supplied [GW.h] Reference Unit Power [MW] Annual Time On Line [h] Operation Factor [%] Energy Availability Factor [%] Load Factor [%] Year Electricity Supplied [GW.h] Reference Unit Power [MW] Annual Time On Line [h] Operation Factor [%] Annual Cumulative Annual Cumulative 0 1975 1850.60 529 4469 100.0 89.2 89.2 89.1 89.1 1 1976 3652.70 559 7022 79.9 74.4 77.2 74.4 77.2 2 1977 3785.00 532 7764 88.6 83.4 79.9 81.2 79.0 3 1978 3415.80 529 6681 76.3 73.7 78.0 73.7 77.4 4 1979 2219.80 531 4390 50.1 47.7 71.0 47.7 70.5 5 1980 3533.00 529 6772 77.1 75.6 71.9 76.0 71.5 6 1981 2739.80 529 5309 60.6 58.9 69.8 59.1 69.6 7 1982 3744.70 529 7072 80.7 80.7 71.3 80.8 71.1 8 1983 3960.50 529 7678 87.6 85.4 73.0 85.5 72.8 9 1984 3139.74 529 6072 69.1 67.5 72.4 67.6 72.3 10 1985 3089.68 529 6056 69.1 66.7 71.8 66.7 71.7 11 1986 2867.19 529 5425 61.9 61.8 71.0 61.9 70.8 12 1987 3762.71 529 7285 83.2 81.1 71.8 81.2 71.7 13 1988 2365.62 529 4743 54.0 51.0 70.2 50.9 70.1 14 1989 2183.23 529 4310 49.2 47.1 68.6 47.1 68.5 15 1990 2725.66 529 5159 58.9 58.8 68.0 58.8 67.9 16 1991 3357.54 529 6542 74.7 72.4 68.2 72.4 68.2 17 1992 3291.70 529 6397 72.8 70.7 68.4 70.8 68.3 18 1993 2797.43 529 5459 62.3 60.3 68.0 60.4 67.9 19 1994 2530.59 529 4787 54.6 54.5 67.2 54.6 67.2 20 1995 4150.96 529 7842 89.5 89.4 68.3 89.6 68.3 21 1996 4107.85 529 7829 89.1 88.3 69.3 88.4 69.2 22 1997 3653.41 529 6984 79.7 78.7 69.7 78.8 69.7 23 1998 3703.18 529 7057 80.6 79.8 70.1 79.9 70.1 24 1999 3305.93 529 6362 72.6 71.2 70.2 71.3 70.2 25 2000 4435.55 529 8400 95.6 95.3 71.2 95.5 71.2 26 2001 2512.27 529 4745 54.2 54.1 70.5 54.2 70.5 27 2002 3822.92 529 7097 81.0 81.0 70.9 82.5 71.0 28 2003 3622.80 529 6692 76.4 76.4 71.1 78.2 71.2 29 2004 4768.40 529 8784 100.0 100.0 72.1 102.6 72.3 30 2005 3310.78 529 6180 70.6 69.7 72.0 71.4 72.3 31 2006 3722.57 529 6891 78.7 78.0 72.2 80.3 72.5 32 2007 4299.35 529 7873 89.9 89.8 72.8 92.8 73.1 33 2008 4104.12 529 7545 85.9 85.3 73.1 88.3 73.6 34 2009 3817.41 529 6987 79.8 79.1 73.3 82.4 73.9 35 2010 3832.77 529 6988 79.8 79.2 73.5 82.7 74.1 36 2011 4425.43 529 8034 91.7 91.6 74.0 95.5 74.7 37 2012 0.00 529 0 0.0 0.0 72.0 0.0 72.7 38 2013 0.00 529 0 0.0 0.0 70.1 0.0 70.8 39 2014 0.00 529 0 0.0 0.0 68.3 0.0 69.0 40 2015 0.00 529 0 0.0 0.0 67.8 0.0 68.4 | GENKAI-1 | PWR | M (2-loop) | Permanent Shutdown | 529 | 529 | 559 | 1650 | 127.67 | Kyushu Electric Power Co., Inc. | Kyushu Electric Power Co., Inc. | 1971-09-15 | 1975-01-28 | 1975-02-14 | None | None | 2015-04-27 | 1975-10-15 | 0.684 | 0.69 | 0.678 | 336
336 | JAPAN | Year Electricity Supplied [GW.h] Reference Unit Power [MW] Annual Time On Line [h] Operation Factor [%] Energy Availability Factor [%] Load Factor [%] Year Electricity Supplied [GW.h] Reference Unit Power [MW] Annual Time On Line [h] Operation Factor [%] Annual Cumulative Annual Cumulative 0 1975 3168.50 780 5532 100.0 99.6 99.6 100.4 100.4 1 1976 3728.80 780 6214 70.7 54.2 60.6 54.4 61.0 2 1977 4742.00 780 6429 73.4 69.4 64.7 69.4 64.9 3 1978 4170.30 780 5751 65.6 61.0 63.5 61.0 63.7 4 1979 1281.00 780 1826 20.8 18.8 52.8 18.8 52.9 5 1980 5751.10 780 7450 84.8 83.7 58.8 83.9 58.9 6 1981 4763.20 780 6198 70.8 69.6 60.5 69.7 60.7 7 1982 4133.90 780 5407 61.7 60.3 60.5 60.5 60.6 8 1983 3549.40 780 4645 53.0 51.7 59.4 52.0 59.6 9 1984 4503.14 780 5746 65.4 65.4 60.1 65.7 60.2 10 1985 4967.39 780 6466 73.8 72.4 61.3 72.7 61.5 11 1986 3997.83 780 5183 59.2 58.4 61.0 58.5 61.2 12 1987 4621.76 780 6154 70.2 67.3 61.5 67.6 61.7 13 1988 3071.35 780 4001 45.6 45.6 60.3 44.8 60.4 14 1989 3991.50 780 5213 59.5 59.5 60.3 58.4 60.3 15 1990 1727.89 780 2218 25.3 20.8 57.7 25.3 58.0 16 1991 2265.80 780 3054 34.9 32.2 56.1 33.2 56.5 17 1992 4873.75 780 6226 70.9 70.8 57.0 71.1 57.3 18 1993 5757.04 780 7426 84.8 84.0 58.4 84.3 58.8 19 1994 3357.26 780 4299 49.1 49.3 58.0 49.1 58.3 20 1995 4458.67 780 5906 67.4 65.1 58.3 65.2 58.6 21 1996 6709.05 780 8629 98.2 97.3 60.2 97.9 60.5 22 1997 4981.24 780 6306 72.0 72.5 60.7 72.9 61.1 23 1998 5972.92 780 7657 87.4 87.0 61.8 87.4 62.2 24 1999 5989.80 780 7717 88.1 87.2 62.9 87.7 63.2 25 2000 6849.93 780 8784 100.0 99.5 64.4 100.0 64.7 26 2001 5900.98 780 7572 86.4 86.0 65.2 86.4 65.5 27 2002 6097.67 780 7626 87.0 87.0 66.0 89.2 66.4 28 2003 5470.78 780 6717 76.7 76.4 66.4 80.1 66.9 29 2004 6346.62 780 7839 89.2 88.9 67.1 92.6 67.8 30 2005 6249.51 780 7625 87.0 86.7 67.8 91.5 68.6 31 2006 5653.43 780 6890 78.6 78.3 68.1 82.7 69.0 32 2007 4521.77 780 5483 62.6 62.5 67.9 66.2 68.9 33 2008 4042.51 780 4949 56.3 56.0 67.6 59.0 68.6 34 2009 5720.06 780 6978 79.7 79.3 67.9 83.7 69.1 35 2010 4935.20 780 6017 68.7 68.3 67.9 72.2 69.2 36 2011 6502.50 780 7895 90.1 90.1 68.6 95.2 69.9 37 2012 0.00 780 0 0.0 0.0 66.7 0.0 68.0 38 2013 0.00 780 0 0.0 0.0 65.0 0.0 66.2 39 2014 0.00 780 0 0.0 0.0 63.3 0.0 64.5 40 2015 0.00 780 0 0.0 0.0 61.7 0.0 62.9 41 2016 0.00 780 0 0.0 0.0 60.2 0.0 61.4 42 2017 0.00 780 0 0.0 0.0 58.8 0.0 59.9 43 2018 0.00 780 0 0.0 0.0 57.4 0.0 58.6 44 2019 0.00 780 0 0.0 0.0 56.1 0.0 57.2 45 2020 0.00 780 0 0.0 0.0 54.9 0.0 56.0 46 2021 0.00 780 0 0.0 0.0 53.7 0.0 54.7 | TAKAHAMA-2 | PWR | M (3-loop) | Operational | 780 | 780 | 826 | 2440 | 172.66 | Kansai Electric Power Co. | Kansai Electric Power Co. | 1971-03-09 | 1974-12-20 | 1975-01-17 | None | None | None | 1975-11-14 | 0.547 | 0.548 | 0.537 | 337
337 | JAPAN | Year Electricity Supplied [GW.h] Reference Unit Power [MW] Annual Time On Line [h] Operation Factor [%] Energy Availability Factor [%] Load Factor [%] Year Electricity Supplied [GW.h] Reference Unit Power [MW] Annual Time On Line [h] Operation Factor [%] Annual Cumulative Annual Cumulative 0 1976 2615.00 780 5285 100.0 85.1 85.1 85.1 85.1 1 1977 4498.50 780 6159 70.3 65.8 67.4 65.8 67.3 2 1978 4166.60 780 5537 63.2 59.5 63.6 61.0 64.3 3 1979 1697.40 780 2307 26.3 24.8 51.0 24.8 51.5 4 1980 4597.70 780 5964 67.9 67.0 55.0 67.1 55.3 5 1981 5832.90 780 7607 86.8 85.2 60.9 85.4 61.2 6 1982 5239.10 780 6952 79.4 76.4 63.4 76.7 63.8 7 1983 4818.00 780 6330 72.3 70.6 64.4 70.5 64.7 8 1984 5353.73 780 6906 78.6 77.8 66.1 78.1 66.4 9 1985 4971.94 780 6426 73.4 72.6 66.8 72.8 67.1 10 1986 6848.35 780 8760 100.0 99.8 70.1 100.2 70.4 11 1987 4822.71 780 6268 71.6 71.6 70.2 70.6 70.4 12 1988 4261.32 780 5625 64.0 64.0 69.7 62.2 69.7 13 1989 5299.69 780 6834 78.0 78.0 70.4 77.6 70.3 14 1990 6867.04 780 8760 100.0 100.0 72.4 100.5 72.4 15 1991 4246.18 780 5495 62.7 59.7 71.6 62.1 71.8 16 1992 4709.88 780 6095 69.4 68.5 71.4 68.7 71.6 17 1993 4526.62 780 5951 67.9 66.1 71.1 66.2 71.3 18 1994 6623.04 780 8486 96.9 96.8 72.5 96.9 72.7 19 1995 3389.17 780 4534 51.8 49.6 71.3 49.6 71.5 20 1996 4491.42 780 5760 65.6 65.3 71.0 65.6 71.2 21 1997 6262.81 780 7963 90.9 91.2 72.0 91.7 72.2 22 1998 5979.86 780 7788 88.9 87.1 72.7 87.5 72.8 23 1999 5795.30 780 7398 84.4 84.4 73.2 84.8 73.4 24 2000 4784.98 780 6117 69.6 69.6 73.0 69.8 73.2 25 2001 6853.68 780 8760 100.0 100.0 74.1 100.3 74.3 26 2002 5248.01 780 6732 76.8 76.8 74.2 76.8 74.4 27 2003 6111.50 780 7701 87.9 87.9 74.7 89.4 75.0 28 2004 4301.26 780 5319 60.6 60.5 74.2 62.8 74.5 29 2005 0.00 780 0 0.0 0.0 71.6 0.0 72.0 30 2006 92.08 780 181 2.1 1.4 69.3 1.4 69.6 31 2007 4943.91 780 6190 70.7 69.4 69.3 72.4 69.7 32 2008 5725.55 780 7049 80.2 79.7 69.6 83.6 70.1 33 2009 6795.53 780 8315 94.9 94.9 70.4 99.4 71.0 34 2010 5541.00 780 6823 77.9 77.4 70.6 81.1 71.3 35 2011 2637.14 780 3203 36.6 36.5 69.6 38.6 70.4 36 2012 0.00 780 0 0.0 0.0 67.7 0.0 68.4 37 2013 0.00 780 0 0.0 0.0 65.9 0.0 66.6 38 2014 0.00 780 0 0.0 0.0 64.2 0.0 64.8 39 2015 0.00 780 0 0.0 0.0 62.5 0.0 63.2 40 2016 0.00 780 0 0.0 0.0 61.0 0.0 61.6 41 2017 0.00 780 0 0.0 0.0 59.5 0.0 60.1 42 2018 0.00 780 0 0.0 0.0 58.1 0.0 58.7 43 2019 0.00 780 0 0.0 0.0 56.7 0.0 57.3 44 2020 0.00 780 0 0.0 0.0 55.4 0.0 56.0 45 2021 2211.25 780 2804 32.0 31.1 54.9 32.4 55.5 | MIHAMA-3 | PWR | M (3-loop) | Operational | 780 | 780 | 826 | 2440 | 171.06 | Kansai Electric Power Co. | Kansai Electric Power Co. | 1972-08-07 | 1976-01-28 | 1976-02-19 | None | None | None | 1976-12-01 | 0.555 | 0.556 | 0.549 | 338
338 | JAPAN | Year Electricity Supplied [GW.h] ... Load Factor [%] Year Electricity Supplied [GW.h] ... Annual Cumulative 0 1977 Data from a trial operation not provided ... Data from a trial operation not provided Data from a trial operation not provided 1 1978 1551.700 ... NaN NaN 2 1979 4497.800 ... 45.8 45.8 3 1980 3890.500 ... 39.6 42.2 4 1981 3035.400 ... 30.9 38.1 5 1982 6659.800 ... 67.9 46.0 6 1983 8212.600 ... 83.7 54.0 7 1984 7015.140 ... 71.3 57.0 8 1985 5794.070 ... 59.1 57.3 9 1986 5138.820 ... 52.4 56.7 10 1987 9421.710 ... 96.0 61.2 11 1988 3282.370 ... 33.4 58.3 12 1989 2744.940 ... 28.0 55.5 13 1990 5446.540 ... 55.5 55.5 14 1991 5706.260 ... 58.2 55.7 15 1992 5488.210 ... 55.8 55.7 16 1993 5010.310 ... 51.1 55.4 17 1994 6929.930 ... 70.6 56.4 18 1995 6537.860 ... 66.6 57.0 19 1996 7026.330 ... 71.4 57.8 20 1997 7998.760 ... 81.5 59.0 21 1998 9406.490 ... 95.9 60.9 22 1999 6933.710 ... 70.7 61.4 23 2000 6323.550 ... 64.3 61.5 24 2001 9333.130 ... 95.1 63.0 25 2002 7935.820 ... 80.9 63.7 26 2003 8118.710 ... 82.8 64.5 27 2004 7777.050 ... 79.0 65.1 28 2005 7272.480 ... 74.1 65.4 29 2006 9628.260 ... 98.1 66.6 30 2007 6522.950 ... 66.5 66.6 31 2008 8316.870 ... 84.5 67.2 32 2009 6817.310 ... 69.5 67.3 33 2010 6540.130 ... 66.7 67.2 34 2011 3390.740 ... 34.6 66.2 35 2012 0.000 ... 0.0 64.3 36 2013 0.000 ... 0.0 62.4 37 2014 0.000 ... 0.0 60.7 38 2015 0.000 ... 0.0 59.0 39 2016 0.000 ... 0.0 57.5 40 2017 0.000 ... 0.0 56.0 41 2018 0.000 ... 0.0 55.8 [42 rows x 9 columns] | OHI-1 | PWR | WH 4LP | Permanent Shutdown | 1120 | 1120 | 1175 | 3423 | 213.32 | Kansai Electric Power Co. | Kansai Electric Power Co. | 1972-10-26 | 1977-12-02 | 1977-12-23 | None | None | 2018-03-01 | 1979-03-27 | 0.558 | 0.56 | 0.553 | 339
339 | JAPAN | Year Electricity Supplied [GW.h] Reference Unit Power [MW] Annual Time On Line [h] Operation Factor [%] Energy Availability Factor [%] Load Factor [%] Year Electricity Supplied [GW.h] Reference Unit Power [MW] Annual Time On Line [h] Operation Factor [%] Annual Cumulative Annual Cumulative 0 1978 3163.20 760 5894 99.4 85.4 85.4 85.4 85.4 1 1979 3917.40 760 6213 70.9 58.8 64.2 58.8 64.2 2 1980 4317.00 760 6326 72.0 64.7 64.4 64.7 64.4 3 1981 4667.50 760 6585 75.2 70.1 66.2 70.1 66.2 4 1982 5734.70 760 7776 88.8 86.1 70.8 86.1 70.8 5 1983 4818.20 760 6485 74.0 72.4 71.1 72.4 71.1 6 1984 4433.17 760 5924 67.4 66.8 70.4 66.4 70.4 7 1985 4409.03 760 5889 67.2 66.6 69.9 66.2 69.8 8 1986 4315.24 760 5733 65.4 65.0 69.3 64.8 69.2 9 1987 5964.05 760 7927 90.5 89.9 71.5 89.6 71.4 10 1988 5309.89 760 7066 80.4 79.7 72.3 79.5 72.2 11 1989 4232.65 760 5661 64.6 63.8 71.6 63.6 71.4 12 1990 4273.77 760 5715 65.2 64.6 71.0 64.2 70.8 13 1991 6483.38 760 8630 98.5 98.0 73.0 97.4 72.8 14 1992 4082.75 760 5475 62.3 61.4 72.2 61.2 72.0 15 1993 4206.58 760 5597 63.9 63.4 71.6 63.2 71.4 16 1994 6323.28 760 8416 96.1 95.3 73.1 95.0 72.9 17 1995 5485.66 760 7339 83.8 82.7 73.6 82.4 73.4 18 1996 4949.89 760 6545 74.5 74.4 73.7 74.2 73.5 19 1997 4556.81 760 6038 68.9 68.6 73.4 68.4 73.2 20 1998 5441.40 760 7216 82.4 82.0 73.8 81.7 73.6 21 1999 5890.55 760 7826 89.3 88.8 74.6 88.5 74.3 22 2000 4415.90 760 5856 66.7 66.5 74.2 66.2 74.0 23 2001 5858.45 760 7772 88.7 88.4 74.8 88.0 74.6 24 2002 4687.72 760 6191 70.7 70.9 74.6 70.4 74.4 25 2003 0.00 760 0 0.0 0.0 71.7 0.0 71.5 26 2004 4728.99 760 6262 71.3 71.2 71.7 70.8 71.4 27 2005 1515.60 760 2188 25.0 22.9 69.9 22.8 69.6 28 2006 4811.41 760 6500 74.2 73.0 70.0 72.3 69.7 29 2007 5050.61 760 6852 78.2 76.2 70.2 75.9 70.0 30 2008 4410.28 760 6111 69.6 66.6 70.1 66.1 69.8 31 2009 5462.11 760 7261 82.9 82.4 70.5 82.0 70.2 32 2010 6040.78 760 7992 91.2 91.0 71.1 90.7 70.8 33 2011 0.00 760 0 0.0 0.0 70.3 0.0 70.0 | FUKUSHIMA-DAIICHI-4 | BWR | BWR-4 | Permanent Shutdown | 760 | 760 | 784 | 2381 | 154.30 | Tokyo Electric Power Company Holdings, Inc. | Tokyo Electric Power Company Holdings, Inc. | 1973-02-12 | 1978-01-28 | 1978-02-24 | None | None | 2011-05-19 | 1978-10-12 | 0.7 | 0.719 | 0.703 | 340
340 | JAPAN | Year Electricity Supplied [GW.h] Reference Unit Power [MW] Annual Time On Line [h] Operation Factor [%] Energy Availability Factor [%] Load Factor [%] Year Electricity Supplied [GW.h] Reference Unit Power [MW] Annual Time On Line [h] Operation Factor [%] Annual Cumulative Annual Cumulative 0 1977 875.10 760 2040 NaN NaN NaN NaN NaN 1 1978 4806.70 760 7690 99.9 80.3 80.3 80.3 80.3 2 1979 3898.60 760 5847 66.8 58.6 67.3 58.6 67.3 3 1980 4282.60 760 6467 73.6 64.2 66.1 64.2 66.1 4 1981 4553.90 760 6616 75.5 68.4 66.7 68.4 66.7 5 1982 4061.30 760 5789 66.1 60.7 65.4 61.0 65.5 6 1983 5338.80 760 7328 83.6 80.2 68.0 80.2 68.1 7 1984 4691.48 760 6293 71.6 71.0 68.5 70.3 68.4 8 1985 4112.43 760 5547 63.3 62.1 67.6 61.8 67.6 9 1986 4157.36 760 5622 64.2 63.2 67.1 62.4 67.0 10 1987 3995.01 760 5399 61.6 60.5 66.4 60.0 66.2 11 1988 5952.71 760 7973 90.8 90.0 68.7 89.2 68.4 12 1989 4766.53 760 6401 73.1 72.2 69.0 71.6 68.7 13 1990 3956.55 760 5354 61.1 60.2 68.3 59.4 67.9 14 1991 6575.82 760 8760 100.0 100.0 70.6 98.8 70.2 15 1992 4841.23 760 6488 73.9 73.3 70.8 72.5 70.4 16 1993 4059.68 760 5448 62.2 61.7 70.2 61.0 69.8 17 1994 4246.21 760 5723 65.3 64.6 69.9 63.8 69.4 18 1995 5878.68 760 7885 90.0 89.1 70.9 88.3 70.5 19 1996 5666.87 760 7521 85.6 85.6 71.7 84.9 71.2 20 1997 4609.38 760 6139 70.1 69.8 71.6 69.2 71.1 21 1998 5369.91 760 7217 82.4 81.5 72.1 80.7 71.6 22 1999 6154.14 760 8184 93.4 93.2 73.1 92.4 72.6 23 2000 1647.03 760 2187 24.9 24.9 71.0 24.7 70.4 24 2001 5905.13 760 7869 89.8 89.6 71.7 88.7 71.2 25 2002 6590.49 760 8760 100.0 99.8 72.9 99.0 72.3 26 2003 2723.76 760 3627 41.4 41.4 71.6 40.9 71.1 27 2004 5471.32 760 7281 82.9 82.8 72.1 82.0 71.5 28 2005 2792.56 760 3781 43.2 42.4 71.0 42.0 70.5 29 2006 4656.90 760 6241 71.2 70.6 71.0 70.0 70.4 30 2007 5389.56 760 7205 82.2 81.8 71.4 81.0 70.8 31 2008 3930.68 760 5100 58.1 57.4 70.9 58.9 70.4 32 2009 5720.08 760 7282 83.1 82.8 71.3 85.9 70.9 33 2010 5887.98 760 7501 85.6 85.4 71.7 88.4 71.4 34 2011 27.32 760 48 0.6 0.5 69.6 0.4 69.3 35 2012 0.00 760 0 0.0 0.0 67.6 0.0 67.3 36 2013 0.00 760 0 0.0 0.0 65.8 0.0 65.5 | FUKUSHIMA-DAIICHI-5 | BWR | BWR-4 | Permanent Shutdown | 760 | 760 | 784 | 2381 | 156.43 | Tokyo Electric Power Company Holdings, Inc. | Tokyo Electric Power Company Holdings, Inc. | 1972-05-22 | 1977-08-26 | 1977-09-22 | None | None | 2013-12-17 | 1978-04-18 | 0.655 | 0.675 | 0.658 | 341
341 | JAPAN | Year Electricity Supplied [GW.h] Reference Unit Power [MW] Annual Time On Line [h] Operation Factor [%] Energy Availability Factor [%] Load Factor [%] Year Electricity Supplied [GW.h] Reference Unit Power [MW] Annual Time On Line [h] Operation Factor [%] Annual Cumulative Annual Cumulative 0 1979 3235.60 1047 4164 100.0 99.4 99.4 100.3 100.3 1 1980 6441.10 1047 6289 71.6 69.9 74.1 70.0 74.4 2 1981 7418.60 1067 7756 88.5 81.5 77.6 79.4 76.7 3 1982 6666.50 1067 6577 75.1 71.2 75.6 71.3 75.0 4 1983 5387.80 1067 5308 60.6 57.6 71.2 57.6 70.8 5 1984 5933.24 1067 5708 65.0 64.2 69.9 63.3 69.3 6 1985 5384.80 1067 5196 59.3 58.1 68.0 57.6 67.4 7 1986 7783.54 1067 7390 84.4 84.3 70.2 83.3 69.6 8 1987 7789.20 1067 7406 84.5 84.1 71.9 83.3 71.3 9 1988 5593.06 1067 5385 61.3 60.1 70.6 59.7 70.0 10 1989 5128.36 1067 4956 56.6 55.8 69.2 54.9 68.6 11 1990 7727.07 1067 7394 84.4 82.9 70.4 82.7 69.8 12 1991 6948.66 1067 6627 75.6 75.1 70.8 74.3 70.2 13 1992 5213.61 1067 4993 56.8 56.0 69.7 55.6 69.1 14 1993 6530.93 1067 6168 70.4 70.2 69.7 69.9 69.1 15 1994 8079.39 1067 7679 87.7 86.7 70.8 86.4 70.3 16 1995 6850.84 1067 6517 74.4 73.6 71.0 73.3 70.5 17 1996 6157.76 1067 5804 66.1 66.0 70.7 65.7 70.2 18 1997 9307.74 1067 8760 100.0 99.8 72.3 99.6 71.8 19 1998 6328.98 1067 6026 68.8 68.0 72.1 67.7 71.6 20 1999 7960.49 1067 7523 85.9 85.5 72.8 85.2 72.3 21 2000 7495.58 1067 7074 80.5 80.4 73.1 80.0 72.6 22 2001 7778.87 1067 7417 84.7 83.7 73.6 83.2 73.1 23 2002 6270.92 1067 5912 67.5 67.5 73.3 67.1 72.8 24 2003 4623.91 1067 4338 49.5 49.7 72.4 49.5 71.9 25 2004 1088.79 1067 1028 11.7 11.7 69.9 11.6 69.5 26 2005 7986.45 1067 7503 85.6 85.2 70.5 85.4 70.1 27 2006 5321.77 1067 5004 57.1 56.7 70.0 56.9 69.6 28 2007 6833.52 1067 6552 74.8 73.0 70.1 73.1 69.7 29 2008 8424.53 1067 7883 89.7 89.4 70.8 89.9 70.4 30 2009 7130.99 1067 6552 74.8 74.0 70.9 76.3 70.6 31 2010 5665.57 1067 5142 58.7 58.3 70.5 60.6 70.3 32 2011 0.00 1067 0 0.0 0.0 68.3 0.0 68.1 33 2012 0.00 1067 0 0.0 0.0 66.2 0.0 66.0 34 2013 0.00 1067 0 0.0 0.0 64.4 0.0 64.2 | FUKUSHIMA-DAIICHI-6 | BWR | BWR-5 | Permanent Shutdown | 1067 | 1067 | 1100 | 3293 | 206.65 | Tokyo Electric Power Company Holdings, Inc. | Tokyo Electric Power Company Holdings, Inc. | 1973-10-26 | 1979-03-09 | 1979-05-04 | None | None | 2013-12-17 | 1979-10-24 | 0.642 | 0.653 | 0.644 | 342
342 | JAPAN | Year Electricity Supplied [GW.h] Reference Unit Power [MW] Annual Time On Line [h] Operation Factor [%] Energy Availability Factor [%] Load Factor [%] Year Electricity Supplied [GW.h] Reference Unit Power [MW] Annual Time On Line [h] Operation Factor [%] Annual Cumulative Annual Cumulative 0 1978 347.50 1120 845 NaN NaN NaN NaN NaN 1 1979 3940.20 1120 4043 100.0 100.0 100.0 100.7 100.7 2 1980 5466.40 1120 4976 56.6 55.2 58.7 55.6 59.1 3 1981 5031.70 1120 4668 53.3 51.0 55.0 51.3 55.4 4 1982 8648.60 1120 7877 89.9 87.6 65.6 88.2 66.0 5 1983 7443.80 1120 6670 76.1 75.2 67.9 75.9 68.4 6 1984 5793.48 1120 5208 59.3 58.5 66.1 58.9 66.5 7 1985 6842.96 1120 6260 71.5 69.2 66.6 69.8 67.0 8 1986 9858.92 1120 8760 100.0 99.5 71.2 100.5 71.8 9 1987 6238.14 1120 5789 66.1 65.3 70.5 63.6 70.8 10 1988 6112.27 1120 5525 62.9 62.9 69.6 62.1 69.8 11 1989 9828.02 1120 8707 99.4 99.4 72.6 100.2 72.8 12 1990 6685.67 1120 6069 69.3 66.1 72.0 68.1 72.4 13 1991 6409.49 1120 5903 67.4 69.4 71.8 65.3 71.8 14 1992 6973.26 1120 6178 70.3 70.2 71.7 70.9 71.7 15 1993 8863.88 1120 7903 90.2 89.5 72.9 90.3 73.1 16 1994 6679.98 1120 5929 67.7 67.9 72.6 68.1 72.7 17 1995 3273.53 1120 3060 34.9 33.3 70.2 33.4 70.3 18 1996 9738.16 1120 8662 98.6 98.0 71.8 99.0 72.0 19 1997 5316.54 1120 4753 54.3 53.7 70.8 54.2 71.0 20 1998 6501.26 1120 5760 65.8 65.6 70.5 66.3 70.7 21 1999 4511.08 1120 3994 45.6 45.6 69.3 46.0 69.5 22 2000 7796.83 1120 6987 79.5 78.6 69.7 79.2 70.0 23 2001 7163.52 1120 6302 71.9 71.3 69.8 73.0 70.1 24 2002 8265.61 1120 7326 83.6 83.6 70.4 84.2 70.7 25 2003 10075.59 1120 8760 100.0 100.0 71.6 102.7 72.0 26 2004 8408.28 1120 7324 83.4 83.4 72.1 85.5 72.6 27 2005 6970.44 1120 6139 70.1 70.6 72.0 71.0 72.5 28 2006 7003.67 1120 6085 69.5 69.1 71.9 71.4 72.5 29 2007 7759.90 1120 6768 77.3 76.8 72.1 79.1 72.7 30 2008 10041.52 1120 8784 100.0 99.1 73.0 102.1 73.7 31 2009 5960.71 1120 5201 59.4 59.0 72.6 60.8 73.3 32 2010 5483.80 1120 4803 54.8 54.2 72.0 55.9 72.7 33 2011 9684.13 1120 8392 95.8 95.7 72.7 98.7 73.5 34 2012 0.00 1120 0 0.0 0.0 70.5 0.0 71.3 35 2013 0.00 1120 0 0.0 0.0 68.4 0.0 69.2 36 2014 0.00 1120 0 0.0 0.0 66.5 0.0 67.2 37 2015 0.00 1120 0 0.0 0.0 64.6 0.0 65.4 38 2016 0.00 1120 0 0.0 0.0 62.9 0.0 63.6 39 2017 0.00 1120 0 0.0 0.0 61.2 0.0 62.0 40 2018 0.00 1120 0 0.0 0.0 61.0 0.0 61.7 | OHI-2 | PWR | WH 4LP | Permanent Shutdown | 1120 | 1120 | 1175 | 3423 | 231.70 | Kansai Electric Power Co. | Kansai Electric Power Co. | 1972-12-08 | 1978-09-14 | 1978-10-11 | None | None | 2018-03-01 | 1979-12-05 | 0.617 | 0.615 | 0.61 | 343
343 | JAPAN | Year Electricity Supplied [GW.h] ... Load Factor [%] Year Electricity Supplied [GW.h] ... Annual Cumulative 0 1965 Data from a trial operation not provided ... Data from a trial operation not provided Data from a trial operation not provided 1 1966 Data Not Provided ... Data Not Provided Data Not Provided 2 1967 " ... " " 3 1968 " ... " " 4 1969 " ... " " 5 1970 862.000 ... 59.3 NC 6 1971 996.800 ... 68.6 NC 7 1972 980.400 ... 67.2 NC 8 1973 973.800 ... 72.2 66.7 9 1974 930.800 ... 79.9 68.9 10 1975 953.600 ... 81.8 70.8 11 1976 966.000 ... 82.7 72.3 12 1977 913.100 ... 78.4 73.0 13 1978 960.900 ... 82.5 74.0 14 1979 973.800 ... 83.6 74.8 15 1980 961.400 ... 82.3 75.5 16 1981 967.800 ... 70.4 75.0 17 1982 846.600 ... 61.6 73.9 18 1983 933.820 ... 67.9 73.4 19 1984 881.320 ... 75.4 73.6 20 1985 859.410 ... 73.8 73.6 21 1986 865.620 ... 74.3 73.6 22 1987 809.140 ... 71.1 73.5 23 1988 1012.600 ... 86.7 74.1 24 1989 460.100 ... 33.0 71.9 25 1990 899.520 ... 78.8 72.2 26 1991 899.520 ... 79.0 72.4 27 1992 1050.450 ... 75.2 72.6 28 1993 184.560 ... 13.2 69.8 29 1994 631.090 ... 52.6 69.2 30 1995 832.590 ... 69.4 69.2 31 1996 1175.130 ... 97.6 70.2 32 1997 953.990 ... 79.5 70.5 33 1998 294.180 ... 99.8 70.8 [34 rows x 9 columns] | TOKAI-1 | GCR | MAGNOX | Permanent Shutdown | 159 | 137 | 166 | 587 | 28.19 | JAPAN ATOMIC POWER CO. | JAPAN ATOMIC POWER CO. | 1961-03-01 | 1965-05-04 | 1965-11-10 | None | None | 1998-03-31 | 1966-07-25 | 0.708 | 0.786 | 0.757 | 344
344 | JAPAN | Year Electricity Supplied [GW.h] Reference Unit Power [MW] Annual Time On Line [h] Operation Factor [%] Energy Availability Factor [%] Load Factor [%] Year Electricity Supplied [GW.h] Reference Unit Power [MW] Annual Time On Line [h] Operation Factor [%] Annual Cumulative Annual Cumulative 0 1978 144.33 148 1793 NaN NaN NaN NaN NaN 1 1979 1009.60 150 7322 87.7 83.3 83.3 83.3 83.3 2 1980 630.70 148 4523 51.5 48.5 63.6 48.5 63.6 3 1981 242.80 148 1840 21.0 18.7 47.4 18.7 47.4 4 1982 819.22 148 5706 65.1 63.2 51.6 63.2 51.6 5 1983 1106.00 148 7724 88.2 85.6 58.7 85.3 58.6 6 1984 767.05 148 5502 62.6 59.1 58.8 59.0 58.7 7 1985 670.69 148 4661 53.2 52.0 57.8 51.7 57.7 8 1986 1034.42 148 7221 82.4 80.8 60.7 79.8 60.5 9 1987 725.68 148 5055 57.7 56.3 60.2 56.0 60.0 10 1988 1015.42 148 6976 79.4 78.6 62.1 78.1 61.9 11 1989 809.09 148 5656 64.6 62.7 62.2 62.4 61.9 12 1990 1081.10 148 7526 85.9 84.1 64.0 83.4 63.7 13 1991 671.28 148 4728 54.0 52.6 63.1 51.8 62.8 14 1992 933.87 148 6397 72.8 71.8 63.8 71.8 63.5 15 1993 857.25 148 5915 67.5 66.1 63.9 66.1 63.6 16 1994 1182.83 148 8040 91.8 91.2 65.7 91.2 65.4 17 1995 797.03 148 5491 62.7 61.5 65.4 61.5 65.2 18 1996 991.23 148 6751 76.9 76.2 66.0 76.2 65.8 19 1997 520.81 148 3656 41.7 40.2 64.6 40.2 64.4 20 1998 1186.37 148 8085 92.3 91.5 66.0 91.5 65.8 21 1999 445.44 148 2806 32.0 30.1 64.1 31.4 64.0 22 2000 569.30 148 3964 45.1 43.8 63.2 43.8 63.0 23 2001 507.46 148 3430 39.2 39.1 62.1 39.1 62.0 24 2002 606.28 148 4528 51.7 46.8 61.5 46.8 61.4 25 2003 345.52 148 2095 99.2 99.3 61.9 110.5 61.9 | FUGEN ATR | HWLWR | ATR | Permanent Shutdown | 148 | 148 | 165 | 557 | 8.45 | JAPAN ATOMIC ENERGY AGENCY | JAPAN ATOMIC ENERGY AGENCY | 1972-05-10 | 1978-03-20 | 1978-07-29 | None | None | 2003-03-29 | 1979-03-20 | 0.619 | 0.637 | 0.619 | 345
345 | JAPAN | Year Electricity Supplied [GW.h] Reference Unit Power [MW] Annual Time On Line [h] ... Energy Availability Factor [%] Load Factor [%] Year Electricity Supplied [GW.h] Reference Unit Power [MW] Annual Time On Line [h] ... Annual Cumulative Annual Cumulative 0 1978 Data Not Provided Data Not Provided Data Not Provided ... Data Not Provided Data Not Provided Data Not Provided Data Not Provided 1 1979 5209.500 1056 5481 ... 56.3 56.3 56.3 56.3 2 1980 6743.200 1056 6597 ... 72.6 64.5 72.7 64.5 3 1981 6059.100 1056 6037 ... 65.3 64.8 65.5 64.8 4 1982 5571.600 1056 5338 ... 59.6 63.5 60.2 63.7 5 1983 6556.640 1056 6327 ... 70.4 64.9 70.9 65.1 6 1984 8695.170 1056 8240 ... 93.5 69.6 93.7 69.9 7 1985 6957.480 1056 6625 ... 75.0 70.4 75.2 70.7 8 1986 5797.620 1056 5508 ... 62.5 69.4 62.7 69.7 9 1987 7040.450 1056 6776 ... 76.5 70.2 76.1 70.4 10 1988 6088.380 1056 5872 ... 66.0 69.8 65.6 69.9 11 1989 8434.970 1056 8006 ... 91.2 71.7 91.2 71.8 12 1990 7291.600 1056 6948 ... 78.9 72.3 78.8 72.4 13 1991 7025.250 1056 6716 ... 76.1 72.6 75.9 72.7 14 1992 6307.750 1080 5990 ... 68.5 72.3 66.5 72.2 15 1993 8707.180 1080 8252 ... 93.8 73.8 92.0 73.6 16 1994 7325.770 1056 6938 ... 78.8 74.1 79.2 73.9 17 1995 6845.050 1056 6488 ... 73.7 74.1 74.0 73.9 18 1996 7562.050 1056 7169 ... 80.8 74.4 81.5 74.4 19 1997 8884.540 1056 8404 ... 95.6 75.5 96.0 75.5 20 1998 6999.420 1056 6642 ... 75.0 75.5 75.7 75.5 21 1999 2316.080 1056 2228 ... 25.0 73.1 25.0 73.1 22 2000 7031.570 1056 6626 ... 75.4 73.2 75.8 73.2 23 2001 5833.180 1056 5641 ... 62.7 72.8 63.1 72.8 24 2002 6420.060 1056 6061 ... 68.9 72.6 69.4 72.6 25 2003 9176.550 1056 8635 ... 98.5 73.6 99.2 73.7 26 2004 7195.360 1060 6723 ... 76.3 73.7 77.3 73.8 27 2005 5259.480 1060 4914 ... 55.8 73.1 56.6 73.2 28 2006 8186.870 1060 7704 ... 87.3 73.6 88.2 73.7 29 2007 7518.750 1060 7048 ... 80.0 73.8 81.0 74.0 30 2008 6545.880 1060 6132 ... 68.8 73.6 70.3 73.9 31 2009 5587.410 1060 5169 ... 58.7 73.2 60.2 73.4 32 2010 5137.030 1060 4763 ... 53.9 72.6 55.3 72.9 33 2011 1819.070 1060 1670 ... 19.1 70.9 19.6 71.2 34 2012 0.000 1060 0 ... 0.0 68.8 0.0 69.1 35 2013 0.000 1060 0 ... 0.0 66.9 0.0 67.2 36 2014 0.000 1060 0 ... 0.0 65.0 0.0 65.3 37 2015 0.000 1060 0 ... 0.0 63.2 0.0 63.5 38 2016 0.000 1060 0 ... 0.0 61.6 0.0 61.8 39 2017 0.000 1060 0 ... 0.0 60.0 0.0 60.3 40 2018 0.000 1060 0 ... 0.0 58.5 0.0 58.8 41 2019 0.000 1060 0 ... 0.0 57.1 0.0 57.3 42 2020 0.000 1060 0 ... 0.0 55.7 0.0 56.0 43 2021 0.000 1060 0 ... 0.0 54.4 0.0 54.6 [44 rows x 9 columns] | TOKAI-2 | BWR | BWR-5 | Operational | 1056 | 1060 | 1100 | 3293 | 221.61 | JAPAN ATOMIC POWER CO. | JAPAN ATOMIC POWER CO. | 1973-10-03 | 1978-01-18 | 1978-03-13 | None | None | None | 1978-11-28 | 0.546 | 0.551 | 0.544 | 346
346 | JAPAN | Year Electricity Supplied [GW.h] Reference Unit Power [MW] Annual Time On Line [h] Operation Factor [%] Energy Availability Factor [%] Load Factor [%] Year Electricity Supplied [GW.h] Reference Unit Power [MW] Annual Time On Line [h] Operation Factor [%] Annual Cumulative Annual Cumulative 0 1983 100.60 498 766 NaN NaN NaN NaN NaN 1 1984 3558.21 496 7683 100.0 98.9 98.9 98.9 98.9 2 1985 3259.15 496 6681 76.3 75.6 84.2 75.0 83.8 3 1986 3366.58 496 6871 78.4 78.0 81.8 77.5 81.4 4 1987 3161.72 497 6500 74.2 72.8 79.3 72.6 78.9 5 1988 3410.62 496 6949 79.1 78.6 79.1 78.3 78.8 6 1989 3013.73 497 6177 70.5 69.1 77.3 69.2 77.1 7 1990 2850.66 497 5908 67.4 65.6 75.5 65.5 75.3 8 1991 3345.91 497 6954 79.4 77.0 75.7 76.8 75.5 9 1992 4120.53 497 8342 95.0 94.7 78.0 94.4 77.7 10 1993 2300.08 497 4666 53.3 50.6 75.1 52.8 75.1 11 1994 3428.82 497 6961 79.5 78.6 75.4 78.8 75.5 12 1995 2936.39 497 6000 68.5 67.8 74.8 67.4 74.8 13 1996 3727.17 498 7523 85.6 85.6 75.6 85.2 75.6 14 1997 3304.64 498 6708 76.6 76.2 75.7 75.8 75.6 15 1998 3359.53 498 6841 78.1 76.9 75.8 77.0 75.7 16 1999 4240.19 498 8517 97.2 97.2 77.1 97.2 77.1 17 2000 3689.11 498 7436 84.6 84.6 77.6 84.3 77.5 18 2001 3425.11 498 6873 78.5 78.4 77.6 78.5 77.6 19 2002 3143.17 498 6001 68.5 68.5 77.1 72.0 77.3 20 2003 1856.08 498 3725 42.5 42.6 75.4 42.6 75.5 21 2004 2998.90 498 6020 68.5 68.5 75.0 68.6 75.2 22 2005 1898.59 498 3799 43.4 43.1 73.6 43.5 73.7 23 2006 0.00 498 0 0.0 0.0 70.3 0.0 70.4 24 2007 2162.18 498 4351 49.7 49.3 69.4 49.6 69.6 25 2008 530.82 498 1057 12.0 12.0 67.1 12.1 67.2 26 2009 3117.35 498 6531 74.6 71.3 67.2 71.5 67.4 27 2010 2661.13 498 5338 60.9 60.2 67.0 61.0 67.1 28 2011 851.44 498 1671 19.1 19.1 65.2 19.5 65.4 29 2012 0.00 498 0 0.0 0.0 62.9 0.0 63.1 30 2013 0.00 498 0 0.0 0.0 60.8 0.0 61.0 31 2014 0.00 498 0 0.0 0.0 58.8 0.0 59.0 32 2015 0.00 498 0 0.0 0.0 57.0 0.0 57.1 33 2016 0.00 498 0 0.0 0.0 55.2 0.0 55.4 34 2017 0.00 498 0 0.0 0.0 53.6 0.0 53.7 35 2018 0.00 498 0 0.0 0.0 52.0 0.0 52.2 | ONAGAWA-1 | BWR | BWR-4 | Permanent Shutdown | 498 | 498 | 524 | 1593 | 81.76 | Tohoku Electric Power Co., Inc | Tohoku Electric Power Co., Inc | 1980-07-08 | 1983-10-18 | 1983-11-18 | None | None | 2018-12-21 | 1984-06-01 | 0.522 | 0.526 | 0.52 | 347
347 | JAPAN | Year Electricity Supplied [GW.h] Reference Unit Power [MW] Annual Time On Line [h] Operation Factor [%] Energy Availability Factor [%] Load Factor [%] Year Electricity Supplied [GW.h] Reference Unit Power [MW] Annual Time On Line [h] Operation Factor [%] Annual Cumulative Annual Cumulative 0 1977 2306.20 538 5901 100.0 95.1 95.1 95.1 95.1 1 1978 3138.00 538 6272 71.6 66.6 72.3 66.6 72.3 2 1979 2564.50 538 4984 56.9 54.4 64.4 54.4 64.4 3 1980 3127.40 538 6006 68.4 66.2 64.9 66.2 64.9 4 1981 3236.80 538 6253 71.4 68.7 65.8 68.7 65.8 5 1982 3527.30 538 6662 76.0 74.8 67.5 74.8 67.5 6 1983 4667.60 538 8754 99.9 99.0 72.6 99.0 72.6 7 1984 3318.21 538 6283 71.5 70.5 72.3 70.2 72.2 8 1985 3674.14 538 6962 79.5 78.2 73.0 78.0 72.9 9 1986 3719.55 538 7044 80.4 79.2 73.7 78.9 73.6 10 1987 4695.96 538 8760 100.0 100.0 76.2 99.6 76.1 11 1988 3533.93 538 6719 76.5 75.0 76.1 74.8 76.0 12 1989 3563.64 538 6791 77.5 76.2 76.1 75.6 76.0 13 1990 3632.24 538 6932 79.1 76.4 76.2 77.1 76.0 14 1991 4382.38 538 8184 93.4 93.4 77.4 93.0 77.2 15 1992 3675.42 538 6995 79.6 78.5 77.4 77.8 77.3 16 1993 3494.25 538 6630 75.7 74.4 77.2 74.1 77.1 17 1994 3601.31 538 6717 76.7 76.6 77.2 76.4 77.0 18 1995 3598.73 538 6815 77.8 76.5 77.2 76.4 77.0 19 1996 3579.12 538 6768 77.0 75.9 77.1 75.7 76.9 20 1997 4688.91 538 8760 100.0 99.7 78.2 99.5 78.0 21 1998 3239.24 538 6127 69.9 68.9 77.8 68.7 77.6 22 1999 3783.18 538 7051 80.5 80.4 77.9 80.3 77.7 23 2000 3194.09 538 5953 67.8 67.7 77.5 67.6 77.3 24 2001 4477.59 538 8412 96.0 95.2 78.2 95.0 78.0 25 2002 3527.93 538 6505 74.3 74.2 78.0 74.9 77.9 26 2003 3734.59 538 6819 77.8 77.8 78.0 79.2 78.0 27 2004 3249.64 538 5949 67.7 67.6 77.6 68.8 77.6 28 2005 4267.90 538 7949 90.7 90.2 78.1 90.6 78.1 29 2006 3461.25 538 6465 73.8 73.2 77.9 73.4 77.9 30 2007 3919.43 538 7259 82.9 82.5 78.1 83.2 78.1 31 2008 3980.22 538 7403 84.3 83.7 78.2 84.2 78.3 32 2009 3081.74 538 5731 65.4 65.1 77.8 65.4 77.9 33 2010 3952.97 538 7329 83.7 83.3 78.0 83.9 78.1 34 2011 3199.72 538 5904 67.4 67.3 77.7 67.9 77.8 35 2012 0.00 538 0 0.0 0.1 75.5 0.0 75.6 36 2013 0.00 538 0 0.0 0.0 73.4 0.0 73.5 37 2014 0.00 538 0 0.0 0.0 71.4 0.0 71.5 38 2015 0.00 538 0 0.0 0.0 69.6 0.0 69.6 39 2016 0.00 538 0 0.0 0.0 69.0 0.0 69.0 | IKATA-1 | PWR | M (2-loop) | Permanent Shutdown | 538 | 538 | 566 | 1650 | 125.68 | SHIKOKU ELECTRIC POWER CO., INC | SHIKOKU ELECTRIC POWER CO., INC | 1973-09-01 | 1977-01-29 | 1977-02-17 | None | None | 2016-05-10 | 1977-09-30 | 0.69 | 0.699 | 0.69 | 348
348 | JAPAN | Year Electricity Supplied [GW.h] Reference Unit Power [MW] Annual Time On Line [h] Operation Factor [%] Energy Availability Factor [%] Load Factor [%] Year Electricity Supplied [GW.h] Reference Unit Power [MW] Annual Time On Line [h] Operation Factor [%] Annual Cumulative Annual Cumulative 0 1978 2677.80 814 4386 100.0 98.6 98.6 98.6 98.6 1 1979 4364.50 814 5905 67.4 61.2 64.2 61.2 64.1 2 1980 4709.30 814 6261 71.3 65.9 65.0 65.9 65.0 3 1981 5037.40 814 6527 74.5 70.6 66.8 70.6 66.8 4 1982 6223.60 814 8074 92.2 87.3 71.8 87.3 71.8 5 1983 4888.10 814 6250 71.4 68.6 71.2 68.6 71.2 6 1984 4693.76 815 5877 66.9 66.3 70.4 65.6 70.2 7 1985 4397.18 815 5553 63.4 62.5 69.3 61.6 69.0 8 1986 4845.48 815 6145 70.2 68.1 69.1 67.9 68.9 9 1987 7001.98 815 8760 100.0 98.7 72.4 98.1 72.1 10 1988 4015.94 815 5108 58.2 56.4 70.8 56.1 70.5 11 1989 4613.01 806 5864 66.9 64.4 70.2 65.3 70.0 12 1990 5828.08 806 7289 83.2 82.2 71.2 82.5 71.1 13 1991 5299.46 806 6625 75.6 74.7 71.5 75.1 71.4 14 1992 4319.57 806 5421 61.7 60.6 70.7 61.0 70.6 15 1993 5347.86 806 6657 76.0 75.3 71.0 75.7 71.0 16 1994 4537.77 806 5643 64.4 64.1 70.6 64.3 70.6 17 1995 6922.17 806 8577 97.9 97.7 72.2 98.0 72.2 18 1996 6152.71 806 7613 86.7 86.5 72.9 86.9 73.0 19 1997 5106.46 806 6350 72.5 72.1 72.9 72.3 72.9 20 1998 5191.76 806 6462 73.8 73.2 72.9 73.5 73.0 21 1999 5221.54 806 6481 74.0 73.6 72.9 74.0 73.0 22 2000 4972.88 806 6146 70.0 69.9 72.8 70.2 72.9 23 2001 5134.19 806 6362 72.6 72.2 72.8 72.7 72.9 24 2002 163.98 806 198 2.3 2.3 69.9 2.3 70.0 25 2003 6950.10 806 8617 98.4 97.8 71.0 98.4 71.1 26 2004 951.33 806 1225 14.0 13.3 68.8 13.4 68.9 27 2005 0.00 806 0 0.0 0.0 66.2 0.0 66.4 28 2006 0.00 806 0 0.0 0.0 63.9 0.0 64.0 29 2007 0.00 806 0 0.0 0.0 61.7 0.0 61.8 30 2008 0.00 806 0 0.0 0.0 59.7 0.0 59.8 31 2009 0.00 806 0 0.0 0.0 59.5 0.0 59.6 | HAMAOKA-2 | BWR | BWR-4 | Permanent Shutdown | 814 | 814 | 840 | 2436 | 129.57 | CHUBU ELECTRIC POWER CO., INC. | CHUBU ELECTRIC POWER CO., INC. | 1974-06-14 | 1978-03-28 | 1978-05-04 | None | None | 2009-01-30 | 1978-11-29 | 0.596 | 0.608 | 0.595 | 349
349 | JAPAN | Year Electricity Supplied [GW.h] Reference Unit Power [MW] Annual Time On Line [h] Operation Factor [%] Energy Availability Factor [%] Load Factor [%] Year Electricity Supplied [GW.h] Reference Unit Power [MW] Annual Time On Line [h] Operation Factor [%] Annual Cumulative Annual Cumulative 0 1981 952.70 1067 2014 NaN NaN NaN NaN NaN 1 1982 7503.80 1067 7343 100.0 97.1 97.1 97.1 97.1 2 1983 6282.20 1067 6130 70.0 67.2 79.2 67.2 79.2 3 1984 6344.42 1067 6175 70.3 68.6 75.2 67.7 74.9 4 1985 8152.94 1067 7776 88.8 88.0 78.7 87.2 78.2 5 1986 7741.03 1067 7404 84.5 83.6 79.8 82.8 79.2 6 1987 6992.09 1067 6710 76.6 75.8 79.1 74.8 78.4 7 1988 5959.28 1067 5744 65.4 64.4 76.9 63.6 76.2 8 1989 6246.24 1067 6029 68.8 67.4 75.6 66.8 75.0 9 1990 8217.01 1067 7914 90.3 88.9 77.2 87.9 76.5 10 1991 6191.15 1067 5927 67.7 67.2 76.1 66.2 75.4 11 1992 6901.51 1067 6656 75.8 74.6 76.0 73.6 75.3 12 1993 5613.14 1067 5384 61.5 60.9 74.7 60.0 74.0 13 1994 8309.14 1067 7936 90.6 90.0 75.9 88.9 75.1 14 1995 7727.55 1067 7333 83.7 83.5 76.5 82.7 75.7 15 1996 6761.37 1067 6425 73.1 73.1 76.2 72.1 75.4 16 1997 7304.84 1067 6993 79.8 79.2 76.4 78.2 75.6 17 1998 7694.05 1067 7318 83.5 83.3 76.8 82.3 76.0 18 1999 7389.37 1067 7011 80.0 80.0 77.0 79.1 76.2 19 2000 8229.01 1067 7824 89.1 89.1 77.7 87.8 76.8 20 2001 5902.65 1067 5645 64.4 64.4 77.0 63.2 76.1 21 2002 9238.16 1067 8760 100.0 99.9 78.1 98.8 77.2 22 2003 3239.28 1067 3061 34.9 34.9 76.1 34.7 75.2 23 2004 6749.73 1067 6522 74.2 72.6 76.0 72.0 75.1 24 2005 5606.17 1067 5382 61.4 60.3 75.3 60.0 74.5 25 2006 6846.79 1067 6473 73.9 73.5 75.2 73.2 74.4 26 2007 6891.66 1067 6547 74.7 74.2 75.2 73.7 74.4 27 2008 9333.66 1067 8784 100.0 100.0 76.1 99.6 75.3 28 2009 7494.01 1067 7096 81.0 80.7 76.3 80.2 75.5 29 2010 6666.80 1067 6304 72.0 71.4 76.1 71.3 75.4 30 2011 1774.06 1067 1671 19.1 19.1 74.2 19.0 73.5 31 2012 0.00 1067 0 0.0 0.0 71.8 0.0 71.1 32 2013 0.00 1067 0 0.0 0.0 69.5 0.0 68.8 33 2014 0.00 1067 0 0.0 0.0 67.4 0.0 66.7 34 2015 0.00 1067 0 0.0 0.0 65.4 0.0 64.7 35 2016 0.00 1067 0 0.0 0.0 63.5 0.0 62.9 36 2017 0.00 1067 0 0.0 0.0 61.7 0.0 61.1 37 2018 0.00 1067 0 0.0 0.0 60.0 0.0 59.4 38 2019 0.00 1067 0 0.0 0.0 58.8 0.0 58.3 | FUKUSHIMA-DAINI-1 | BWR | BWR-5 | Permanent Shutdown | 1067 | 1067 | 1100 | 3293 | 205.65 | Tokyo Electric Power Company Holdings, Inc. | Tokyo Electric Power Company Holdings, Inc. | 1976-03-16 | 1981-06-17 | 1981-07-31 | None | None | 2019-09-30 | 1982-04-20 | 0.583 | 0.594 | 0.588 | 350
350 | JAPAN | Year Electricity Supplied [GW.h] Reference Unit Power [MW] Annual Time On Line [h] Operation Factor [%] Energy Availability Factor [%] Load Factor [%] Year Electricity Supplied [GW.h] Reference Unit Power [MW] Annual Time On Line [h] Operation Factor [%] Annual Cumulative Annual Cumulative 0 1983 1601.20 1067 2476 NaN NaN NaN NaN NaN 1 1984 8732.21 1067 8315 100.0 98.9 98.9 98.9 98.9 2 1985 6760.10 1067 6534 74.6 73.0 85.4 72.3 85.0 3 1986 7063.87 1067 6727 76.8 76.2 82.2 75.6 81.8 4 1987 6844.85 1067 6607 75.4 74.3 80.2 73.2 79.6 5 1988 7628.40 1067 7238 82.4 82.1 80.6 81.4 80.0 6 1989 8308.76 1067 7920 90.4 89.4 82.1 88.9 81.5 7 1990 6261.33 1067 5956 68.0 67.4 79.9 67.0 79.4 8 1991 6887.35 1067 6579 75.1 74.3 79.2 73.7 78.7 9 1992 8116.28 1067 7656 87.2 87.1 80.1 86.6 79.6 10 1993 6785.71 1067 6427 73.4 73.2 79.4 72.6 78.8 11 1994 7058.19 1067 6696 76.4 76.0 79.1 75.5 78.6 12 1995 6786.68 1067 6435 73.5 73.1 78.6 72.6 78.0 13 1996 9327.91 1067 8784 100.0 100.0 80.3 99.5 79.7 14 1997 7405.60 1067 7021 80.2 79.8 80.2 79.2 79.7 15 1998 7447.08 1067 7104 81.1 80.2 80.2 79.7 79.7 16 1999 8231.59 1067 7765 88.6 88.6 80.8 88.1 80.2 17 2000 8874.49 1067 8372 95.3 95.2 81.6 94.7 81.1 18 2001 6761.88 1067 6378 72.8 73.1 81.1 72.3 80.6 19 2002 4645.23 1067 4398 50.2 50.2 79.5 49.7 79.0 20 2003 0.00 1067 0 0.0 0.0 75.5 0.0 75.0 21 2004 3169.84 1067 2978 33.9 33.9 73.5 33.8 73.0 22 2005 7593.53 1067 7128 81.4 81.2 73.9 81.2 73.4 23 2006 7858.20 1067 7413 84.6 84.3 74.3 84.1 73.8 24 2007 4793.13 1067 4593 52.4 51.6 73.4 51.3 72.9 25 2008 7896.32 1067 7416 84.4 84.4 73.8 84.2 73.4 26 2009 9020.95 1067 8497 97.0 96.6 74.7 96.5 74.3 27 2010 7003.59 1067 6625 75.6 75.3 74.7 74.9 74.3 28 2011 1777.46 1067 1671 19.1 19.1 72.7 19.0 72.3 29 2012 0.00 1067 0 0.0 0.0 70.2 0.0 69.8 30 2013 0.00 1067 0 0.0 0.0 67.9 0.0 67.5 31 2014 0.00 1067 0 0.0 0.0 65.7 0.0 65.3 32 2015 0.00 1067 0 0.0 0.0 63.6 0.0 63.2 33 2016 0.00 1067 0 0.0 0.0 61.7 0.0 61.3 34 2017 0.00 1067 0 0.0 0.0 59.9 0.0 59.5 35 2018 0.00 1067 0 0.0 0.0 58.1 0.0 57.8 36 2019 0.00 1067 0 0.0 0.0 56.9 0.0 56.6 | FUKUSHIMA-DAINI-2 | BWR | BWR-5 | Permanent Shutdown | 1067 | 1067 | 1100 | 3293 | 190.64 | Tokyo Electric Power Company Holdings, Inc. | Tokyo Electric Power Company Holdings, Inc. | 1979-05-25 | 1983-04-26 | 1983-06-23 | None | None | 2019-09-30 | 1984-02-03 | 0.566 | 0.572 | 0.569 | 351
351 | JAPAN | Year Electricity Supplied [GW.h] Reference Unit Power [MW] Annual Time On Line [h] Operation Factor [%] Energy Availability Factor [%] Load Factor [%] Year Electricity Supplied [GW.h] Reference Unit Power [MW] Annual Time On Line [h] Operation Factor [%] Annual Cumulative Annual Cumulative 0 1980 1628.70 529 4110 NaN NaN NaN NaN NaN 1 1981 4140.30 529 7953 100.0 100.0 100.0 100.3 100.3 2 1982 3598.10 529 6931 79.1 77.4 87.1 77.6 87.4 3 1983 3671.70 529 7056 80.6 79.0 84.2 79.2 84.4 4 1984 3803.53 529 7359 83.8 81.6 83.5 81.8 83.7 5 1985 3857.54 529 7423 84.7 82.9 83.4 83.2 83.6 6 1986 4631.67 529 8760 100.0 99.5 86.2 100.0 86.5 7 1987 3874.40 529 7426 84.8 83.3 85.7 83.6 86.0 8 1988 3458.43 529 6630 75.5 74.2 84.2 74.4 84.6 9 1989 3241.41 529 6230 71.1 69.8 82.6 70.0 82.9 10 1990 4654.78 529 8760 100.0 100.0 84.4 100.4 84.7 11 1991 3732.44 529 7141 81.5 80.2 84.0 80.5 84.3 12 1992 3480.56 529 6638 75.6 74.5 83.2 74.9 83.5 13 1993 3722.29 529 7007 80.0 79.9 82.9 80.3 83.2 14 1994 4013.48 529 7561 86.3 86.2 83.2 86.6 83.5 15 1995 3784.07 529 7225 82.5 81.3 83.0 81.7 83.4 16 1996 3644.71 529 6991 79.6 78.1 82.7 78.4 83.0 17 1997 3448.32 529 6541 74.7 74.1 82.2 74.4 82.5 18 1998 3701.36 529 6978 79.7 79.6 82.0 79.9 82.4 19 1999 4347.94 529 8186 93.4 93.4 82.7 93.8 83.0 20 2000 3473.33 529 6541 74.5 74.4 82.2 74.8 82.6 21 2001 2216.37 529 4177 47.7 47.7 80.6 47.8 80.9 22 2002 4107.46 529 7598 86.7 86.7 80.9 88.6 81.3 23 2003 4490.52 529 8209 93.7 93.7 81.4 96.9 82.0 24 2004 3848.58 529 7052 80.3 80.2 81.4 82.8 82.0 25 2005 3776.21 529 6952 79.4 78.7 81.3 81.5 82.0 26 2006 4166.47 529 7609 86.9 86.8 81.5 89.9 82.3 27 2007 3327.29 529 6153 70.2 69.7 81.0 71.8 81.9 28 2008 3340.48 529 6180 70.4 69.6 80.6 71.9 81.5 29 2009 3594.69 529 6628 75.7 75.0 80.4 77.6 81.4 30 2010 4791.87 529 8760 100.0 100.0 81.1 103.4 82.1 31 2011 377.95 529 690 7.9 7.8 78.7 8.2 79.7 32 2012 0.00 529 0 0.0 0.0 76.2 0.0 77.2 33 2013 0.00 529 0 0.0 0.0 73.9 0.0 74.8 34 2014 0.00 529 0 0.0 0.0 71.7 0.0 72.6 35 2015 0.00 529 0 0.0 0.0 69.6 0.0 70.5 36 2016 0.00 529 0 0.0 0.0 67.7 0.0 68.6 37 2017 0.00 529 0 0.0 0.0 65.9 0.0 66.7 38 2018 0.00 529 0 0.0 0.0 64.1 0.0 64.9 39 2019 0.00 529 0 0.0 0.0 63.7 0.0 64.5 | GENKAI-2 | PWR | M (2-loop) | Permanent Shutdown | 529 | 529 | 559 | 1650 | 118.19 | Kyushu Electric Power Co., Inc. | Kyushu Electric Power Co., Inc. | 1977-02-01 | 1980-05-21 | 1980-06-03 | None | None | 2019-04-09 | 1981-03-30 | 0.645 | 0.642 | 0.637 | 352
352 | JAPAN | Year Electricity Supplied [GW.h] Reference Unit Power [MW] Annual Time On Line [h] Operation Factor [%] Energy Availability Factor [%] Load Factor [%] Year Electricity Supplied [GW.h] Reference Unit Power [MW] Annual Time On Line [h] Operation Factor [%] Annual Cumulative Annual Cumulative 0 1983 666.30 846 1760 NaN NaN NaN NaN NaN 1 1984 6069.77 846 7487 100.0 100.0 100.0 101.1 101.1 2 1985 5890.27 846 6964 79.5 78.7 85.8 79.5 86.7 3 1986 6084.02 846 7224 82.5 81.4 84.0 82.1 84.9 4 1987 6113.36 846 7261 82.9 81.7 83.4 82.5 84.2 5 1988 5683.09 846 6756 76.9 75.8 81.7 76.5 82.5 6 1989 7381.33 846 8641 98.6 98.7 84.8 99.6 85.6 7 1990 6154.95 846 7307 83.4 82.3 84.4 83.0 85.2 8 1991 5590.69 846 6684 76.3 74.8 83.1 75.4 83.9 9 1992 5713.89 846 6780 77.2 76.1 82.3 76.9 83.1 10 1993 6619.24 846 7753 88.5 88.4 82.9 89.3 83.7 11 1994 5778.34 846 6762 77.2 77.2 82.4 78.0 83.2 12 1995 5780.32 846 6863 78.3 77.3 81.9 78.0 82.7 13 1996 5185.37 846 6157 70.1 69.1 80.9 69.8 81.7 14 1997 7216.68 846 8449 96.4 96.4 82.1 97.4 82.8 15 1998 5291.22 846 6311 72.0 70.6 81.3 71.4 82.1 16 1999 6057.57 846 7082 80.8 80.8 81.2 81.7 82.0 17 2000 5654.00 846 6609 75.2 75.2 80.9 76.1 81.7 18 2001 7367.04 846 8614 98.3 98.3 81.9 99.4 82.7 19 2002 6323.03 846 7333 83.7 83.7 82.0 85.3 82.8 20 2003 6282.06 846 7278 83.1 83.1 82.0 84.8 82.9 21 2004 6080.79 846 7043 80.2 80.2 81.9 81.8 82.9 22 2005 7155.81 846 8305 94.8 94.7 82.5 96.6 83.5 23 2006 6436.58 846 7330 83.7 82.9 82.6 86.8 83.7 24 2007 5868.86 846 6660 76.0 75.2 82.2 79.2 83.5 25 2008 5665.09 846 6396 72.8 71.9 81.8 76.2 83.2 26 2009 7880.10 846 8760 100.0 100.0 82.5 106.3 84.1 27 2010 4919.57 846 5571 63.6 62.7 81.8 66.4 83.4 28 2011 2823.75 846 3097 35.4 35.3 80.1 38.1 81.8 29 2012 0.00 846 0 0.0 0.0 77.3 0.0 78.9 30 2013 0.00 846 0 0.0 0.0 74.7 0.0 76.2 31 2014 0.00 846 0 0.0 0.0 72.2 0.0 73.7 32 2015 2893.82 846 3351 38.2 36.8 71.1 39.0 72.6 33 2016 6452.27 846 7188 81.8 81.2 71.4 86.8 73.1 34 2017 8007.73 846 8760 100.0 100.0 72.2 108.0 74.1 35 2018 5186.62 846 5756 65.7 65.0 72.0 70.0 74.0 36 2019 6434.71 846 7058 80.6 80.1 72.3 86.8 74.4 37 2020 2552.25 846 2818 32.1 31.6 71.2 34.3 73.2 38 2021 6563.52 846 7215 82.4 81.9 71.4 88.6 73.7 | SENDAI-1 | PWR | M (3-loop) | Operational | 846 | 846 | 890 | 2660 | 210.85 | Kyushu Electric Power Co., Inc. | Kyushu Electric Power Co., Inc. | 1979-12-15 | 1983-08-25 | 1983-09-16 | None | None | None | 1984-07-04 | 0.737 | 0.72 | 0.714 | 353
353 | JAPAN | Year Electricity Supplied [GW.h] Reference Unit Power [MW] Annual Time On Line [h] Operation Factor [%] Energy Availability Factor [%] Load Factor [%] Year Electricity Supplied [GW.h] Reference Unit Power [MW] Annual Time On Line [h] Operation Factor [%] Annual Cumulative Annual Cumulative 0 1984 1456.75 830 2959 NaN NaN NaN NaN NaN 1 1985 6199.46 830 7426 83.4 83.3 83.3 84.1 84.1 2 1986 6833.58 830 8215 93.8 93.1 88.4 94.0 89.3 3 1987 6030.38 830 7265 82.9 82.9 86.5 82.9 87.1 4 1988 5743.18 830 6948 79.1 79.1 84.6 78.8 85.0 5 1989 5987.22 830 7138 81.5 81.5 84.0 82.4 84.4 6 1990 6775.04 830 8143 93.0 91.9 85.3 93.2 85.9 7 1991 5513.55 830 6641 75.8 73.9 83.7 75.8 84.5 8 1992 6059.91 830 7292 83.0 82.2 83.5 83.1 84.3 9 1993 5804.78 830 6983 79.7 77.6 82.8 79.8 83.8 10 1994 7361.14 830 8760 100.0 100.0 84.6 101.2 85.6 11 1995 5662.92 830 6809 77.7 77.0 83.9 77.9 84.8 12 1996 5479.31 830 6576 74.9 74.2 83.0 75.2 84.0 13 1997 6028.89 830 7206 82.3 81.9 83.0 82.9 84.0 14 1998 6853.72 830 8161 93.2 93.1 83.7 94.3 84.7 15 1999 6833.42 830 8131 92.8 92.8 84.3 94.0 85.3 16 2000 5898.88 830 7023 80.0 79.9 84.0 80.9 85.0 17 2001 6167.20 830 7340 83.8 83.8 84.0 84.8 85.0 18 2002 6463.31 830 7654 87.4 87.4 84.2 88.9 85.2 19 2003 7355.67 830 8421 96.1 96.1 84.8 101.2 86.1 20 2004 5625.10 830 6512 74.1 74.1 84.3 77.2 85.6 21 2005 5738.44 830 6656 76.0 75.6 83.9 78.9 85.3 22 2006 5702.85 830 6604 75.4 75.0 83.5 78.4 85.0 23 2007 6847.38 830 7834 89.4 89.4 83.7 94.2 85.4 24 2008 3102.63 830 3608 41.1 40.6 81.9 42.6 83.6 25 2009 5738.94 830 6525 74.5 74.2 81.6 78.9 83.4 26 2010 6212.08 830 7006 80.0 79.7 81.5 85.4 83.5 27 2011 7828.83 830 8760 100.0 100.0 82.2 107.7 84.4 28 2012 1079.91 830 1223 13.9 13.9 79.8 14.8 81.9 29 2013 0.00 830 0 0.0 0.0 77.0 0.0 79.1 30 2014 0.00 830 0 0.0 0.0 74.4 0.0 76.4 31 2015 0.00 830 0 0.0 0.0 72.0 0.0 74.0 32 2016 768.25 830 915 10.4 84.8 72.4 10.5 72.0 33 2017 4284.64 830 4944 56.4 56.0 71.9 58.9 71.6 34 2018 5595.11 830 6402 73.1 72.8 72.0 77.0 71.7 35 2019 7651.68 830 8760 100.0 100.0 72.8 105.2 72.7 36 2020 111.74 830 131 1.5 1.4 70.8 1.5 70.7 37 2021 6178.54 830 7111 81.2 80.8 71.0 85.0 71.1 | TAKAHAMA-3 | PWR | M (3-loop) | Operational | 830 | 830 | 870 | 2660 | 191.31 | Kansai Electric Power Co. | Kansai Electric Power Co. | 1980-12-12 | 1984-04-17 | 1984-05-09 | None | None | None | 1985-01-17 | 0.711 | 0.693 | 0.71 | 354
354 | JAPAN | Year Electricity Supplied [GW.h] Reference Unit Power [MW] Annual Time On Line [h] Operation Factor [%] Energy Availability Factor [%] Load Factor [%] Year Electricity Supplied [GW.h] Reference Unit Power [MW] Annual Time On Line [h] Operation Factor [%] Annual Cumulative Annual Cumulative 0 1969 29.00 341 0 NaN NaN NaN NaN NaN 1 1970 1840.00 357 5900 77.3 68.5 68.5 68.5 68.5 2 1971 2122.20 357 6312 72.0 72.1 70.5 67.9 68.2 3 1972 2272.20 357 7031 80.0 76.0 72.4 72.5 69.7 4 1973 2396.80 342 7485 85.4 80.0 74.3 80.0 72.3 5 1974 1819.10 320 6009 68.6 64.9 72.5 64.9 70.9 6 1975 1004.40 321 3301 37.7 35.6 66.6 35.7 65.2 7 1976 2036.30 340 6676 76.0 68.4 66.9 68.2 65.7 8 1977 1084.00 340 3548 40.5 36.4 63.0 36.4 61.9 9 1978 2039.80 340 6565 74.9 68.5 63.6 68.5 62.7 10 1979 1818.90 321 5873 67.0 64.7 63.7 64.7 62.9 11 1980 2063.10 321 6669 75.9 73.1 64.5 73.2 63.8 12 1981 663.40 340 2139 24.4 27.1 61.4 22.3 60.2 13 1982 1614.00 340 5245 59.9 59.5 61.2 54.2 59.8 14 1983 1972.14 340 6464 73.8 69.8 61.8 66.2 60.2 15 1984 2643.12 328 8129 92.5 92.2 63.8 92.4 62.3 16 1985 1703.64 340 5088 58.1 57.3 63.4 57.2 62.0 17 1986 2286.26 340 6863 78.3 77.1 64.2 76.8 62.9 18 1987 2349.19 340 7052 80.5 80.2 65.1 78.9 63.8 19 1988 2222.91 341 6611 75.3 74.8 65.6 74.2 64.4 20 1989 2457.65 341 7298 83.3 82.8 66.5 82.3 65.3 21 1990 1959.85 341 5822 66.5 65.6 66.5 65.6 65.3 22 1991 2255.92 341 6742 77.0 76.1 66.9 75.5 65.8 23 1992 1994.08 341 5914 67.3 66.6 66.9 66.6 65.8 24 1993 2623.72 341 7745 88.4 87.5 67.8 87.8 66.7 25 1994 1507.52 341 4477 51.1 50.5 67.1 50.5 66.1 26 1995 2328.68 341 7027 80.2 77.3 67.5 78.0 66.5 27 1996 2514.19 341 7411 84.4 84.0 68.1 83.9 67.2 28 1997 1936.13 341 5728 65.4 64.8 68.0 64.8 67.1 29 1998 1870.52 341 5528 63.1 62.6 67.8 62.6 66.9 30 1999 1845.04 341 5542 63.3 62.5 67.6 61.8 66.8 31 2000 0.00 341 0 0.0 0.0 65.4 0.0 64.6 32 2001 2584.50 341 7594 86.7 86.6 66.1 86.5 65.3 33 2002 2546.63 341 7495 85.6 85.3 66.7 85.2 65.9 34 2003 2426.34 341 7135 81.4 80.7 67.1 81.2 66.3 35 2004 2535.90 341 7395 84.2 84.1 67.6 84.7 66.9 36 2005 2547.58 341 7568 86.4 85.0 68.0 85.3 67.4 37 2006 2845.00 340 8558 97.7 95.0 68.8 95.5 68.2 38 2007 1267.15 340 3757 42.9 42.5 68.1 42.5 67.5 39 2008 2276.64 340 6696 76.2 72.6 68.2 76.2 67.7 40 2009 171.42 340 521 6.0 5.8 66.6 5.8 66.1 41 2010 2565.13 340 7568 86.4 86.0 67.1 86.1 66.6 42 2011 203.55 340 600 6.8 6.8 65.7 6.8 65.2 43 2012 0.00 340 0 0.0 0.0 64.1 0.0 63.7 44 2013 0.00 340 0 0.0 0.0 62.7 0.0 62.2 45 2014 0.00 340 0 0.0 0.0 61.3 0.0 60.8 46 2015 0.00 340 0 0.0 0.0 60.8 0.0 60.4 | TSURUGA-1 | BWR | BWR-2 | Permanent Shutdown | 341 | 340 | 357 | 1070 | 80.05 | JAPAN ATOMIC POWER CO. | JAPAN ATOMIC POWER CO. | 1966-11-24 | 1969-10-03 | 1969-11-16 | None | None | 2015-04-27 | 1970-03-14 | 0.604 | 0.624 | 0.608 | 355
355 | JAPAN | Year Electricity Supplied [GW.h] Reference Unit Power [MW] Annual Time On Line [h] Operation Factor [%] Energy Availability Factor [%] Load Factor [%] Year Electricity Supplied [GW.h] Reference Unit Power [MW] Annual Time On Line [h] Operation Factor [%] Annual Cumulative Annual Cumulative 0 1984 282.58 830 988 NaN NaN NaN NaN NaN 1 1985 5479.31 830 6887 100.0 100.0 100.0 101.2 101.2 2 1986 5864.02 830 7073 80.7 79.6 87.1 80.6 88.2 3 1987 5588.52 830 6743 77.0 77.0 83.2 76.9 83.8 4 1988 6437.90 830 7666 87.3 87.3 84.3 88.3 85.1 5 1989 6802.70 830 8167 93.2 93.2 86.3 93.6 86.9 6 1990 5174.56 830 6233 71.2 69.0 83.2 71.2 84.1 7 1991 6170.12 830 7409 84.6 83.0 83.2 84.9 84.2 8 1992 6048.41 830 7265 82.7 81.9 83.0 83.0 84.1 9 1993 7210.91 830 8578 97.9 97.9 84.7 99.2 85.8 10 1994 5767.17 830 6861 78.3 78.5 84.1 79.3 85.1 11 1995 5651.76 830 6785 77.4 76.7 83.4 77.7 84.4 12 1996 5666.52 830 6785 77.2 76.7 82.8 77.7 83.9 13 1997 7367.27 830 8760 100.0 100.0 84.2 101.3 85.2 14 1998 6470.18 830 7727 88.2 87.8 84.4 89.0 85.5 15 1999 5500.34 830 6542 74.7 74.6 83.8 75.6 84.8 16 2000 6099.01 830 7254 82.6 82.6 83.7 83.6 84.8 17 2001 7364.55 830 8760 100.0 100.0 84.7 101.3 85.8 18 2002 6145.46 830 7316 83.5 83.5 84.6 84.5 85.7 19 2003 6490.21 830 7531 86.0 86.0 84.7 89.3 85.9 20 2004 5987.82 830 6868 78.2 78.2 84.3 82.1 85.7 21 2005 6633.20 830 7657 87.4 87.4 84.5 91.2 86.0 22 2006 6589.83 830 7612 86.9 86.6 84.6 90.6 86.2 23 2007 5787.60 830 6688 76.4 76.0 84.2 79.6 85.9 24 2008 5009.76 830 5825 66.3 65.6 83.4 68.7 85.2 25 2009 7584.98 830 8760 100.0 99.7 84.1 104.3 85.9 26 2010 5379.61 830 6130 70.0 69.4 83.5 74.0 85.5 27 2011 4320.16 830 4847 55.3 55.3 82.4 59.4 84.5 28 2012 0.00 830 0 0.0 0.0 79.4 0.0 81.4 29 2013 0.00 830 0 0.0 0.0 76.7 0.0 78.6 30 2014 0.00 830 0 0.0 0.0 74.1 0.0 75.9 31 2015 0.00 830 0 0.0 0.0 71.7 0.0 73.4 32 2016 0.00 830 0 0.0 81.2 72.0 0.0 71.1 33 2017 4636.34 830 5362 61.2 84.5 72.4 63.8 70.9 34 2018 5374.49 830 6167 70.4 70.0 72.3 73.9 71.0 35 2019 5463.11 830 6251 71.4 71.3 72.2 75.1 71.1 36 2020 5187.90 830 5969 68.0 67.6 72.1 71.2 71.1 37 2021 5443.67 830 6247 71.3 70.9 72.1 74.9 71.2 | TAKAHAMA-4 | PWR | M (3-loop) | Operational | 830 | 830 | 870 | 2660 | 189.54 | Kansai Electric Power Co. | Kansai Electric Power Co. | 1981-03-19 | 1984-10-11 | 1984-11-01 | None | None | None | 1985-06-05 | 0.712 | 0.695 | 0.721 | 356
356 | JAPAN | Year Electricity Supplied [GW.h] ... Load Factor [%] Year Electricity Supplied [GW.h] ... Annual Cumulative 0 1995 Data Not Available - Suspended OperationData f... ... Data Not Available - Suspended OperationData f... Data Not Available - Suspended OperationData f... 1 1996 " ... " " 2 1997 " ... " " 3 1998 " ... " " 4 1999 " ... " " 5 2000 " ... " " 6 2001 " ... " " 7 2002 " ... " " 8 2003 " ... " " 9 2004 " ... " " 10 2005 " ... " " 11 2006 " ... " " 12 2007 " ... " " 13 2008 " ... " " 14 2009 " ... " " 15 2010 " ... " " 16 2017 " ... " " [17 rows x 9 columns] | MONJU | FBR | - | Permanent Shutdown | 246 | 246 | 280 | 714 | None | JAPAN ATOMIC ENERGY AGENCY | JAPAN ATOMIC ENERGY AGENCY | 1986-05-10 | 1994-04-05 | 1995-08-29 | 1995-12-08 | 2017-12-05 | 2017-12-05 | None | None | None | None | 357
357 | JAPAN | Year Electricity Supplied [GW.h] Reference Unit Power [MW] Annual Time On Line [h] Operation Factor [%] Energy Availability Factor [%] Load Factor [%] Year Electricity Supplied [GW.h] Reference Unit Power [MW] Annual Time On Line [h] Operation Factor [%] Annual Cumulative Annual Cumulative 0 1981 684.80 538 2344 NaN NaN NaN NaN NaN 1 1982 4273.80 538 8107 100.0 99.5 99.5 99.5 99.5 2 1983 3575.00 538 6798 77.6 75.9 86.0 75.9 86.0 3 1984 3776.56 538 7157 81.5 80.1 83.9 79.9 83.8 4 1985 3694.12 538 6995 79.8 78.6 82.5 78.4 82.4 5 1986 4698.58 538 8760 100.0 100.0 86.2 99.7 86.0 6 1987 3758.71 538 7137 81.5 80.5 85.2 79.8 84.9 7 1988 3541.48 538 6743 76.8 75.1 83.7 74.9 83.4 8 1989 3751.25 538 7128 81.4 79.8 83.2 79.6 82.9 9 1990 4694.86 538 8760 100.0 100.0 85.1 99.6 84.8 10 1991 3526.25 538 6731 76.8 75.2 84.1 74.8 83.8 11 1992 3479.85 538 6639 75.6 74.3 83.2 73.6 82.9 12 1993 3588.59 538 6799 77.6 76.4 82.6 76.1 82.3 13 1994 4700.62 538 8760 100.0 99.9 84.0 99.7 83.7 14 1995 3720.90 538 7014 80.1 79.0 83.6 79.0 83.3 15 1996 3664.82 538 6935 79.0 77.7 83.2 77.6 82.9 16 1997 3610.43 538 6831 78.0 76.8 82.8 76.6 82.5 17 1998 4701.08 538 8760 100.0 99.9 83.8 99.8 83.6 18 1999 3734.41 538 6973 79.6 79.5 83.6 79.2 83.3 19 2000 3695.01 538 6888 78.4 78.4 83.3 78.2 83.0 20 2001 3145.65 538 5875 67.1 67.0 82.5 66.8 82.2 21 2002 4718.51 538 8698 99.3 99.2 83.3 100.1 83.1 22 2003 3904.74 538 7150 81.6 81.6 83.2 82.8 83.1 23 2004 3611.92 538 6683 76.1 75.8 82.9 76.4 82.8 24 2005 3163.34 538 5890 67.2 67.0 82.2 67.1 82.1 25 2006 3329.20 538 6230 71.1 70.3 81.7 70.6 81.6 26 2007 4720.61 538 8760 100.0 99.8 82.4 100.2 82.4 27 2008 3897.55 538 7285 82.9 82.3 82.4 82.5 82.4 28 2009 3101.65 538 5778 66.0 65.6 81.8 65.8 81.8 29 2010 3717.77 538 6862 78.3 78.0 81.7 78.9 81.7 30 2011 4752.88 538 8760 100.0 100.0 82.3 100.8 82.3 31 2012 168.90 538 312 3.6 3.6 79.7 3.6 79.8 32 2013 0.00 538 0 0.0 0.0 77.2 0.0 77.2 33 2014 0.00 538 0 0.0 0.0 74.9 0.0 74.9 34 2015 0.00 538 0 0.0 0.0 72.6 0.0 72.7 35 2016 0.00 538 0 0.0 0.0 70.6 0.0 70.6 36 2017 0.00 538 0 0.0 0.0 68.6 0.0 68.6 37 2018 0.00 538 0 0.0 0.7 67.8 0.0 67.9 | IKATA-2 | PWR | M (2-loop) | Permanent Shutdown | 538 | 538 | 566 | 1650 | 115.87 | SHIKOKU ELECTRIC POWER CO., INC | SHIKOKU ELECTRIC POWER CO., INC | 1978-08-01 | 1981-07-31 | 1981-08-19 | None | None | 2018-05-23 | 1982-03-19 | 0.679 | 0.684 | 0.678 | 358
358 | JAPAN | Year Electricity Supplied [GW.h] Reference Unit Power [MW] Annual Time On Line [h] Operation Factor [%] Energy Availability Factor [%] Load Factor [%] Year Electricity Supplied [GW.h] Reference Unit Power [MW] Annual Time On Line [h] Operation Factor [%] Annual Cumulative Annual Cumulative 0 1985 4960.19 1067 5793 100.0 100.0 100.0 98.8 98.8 1 1986 6703.73 1067 6463 73.8 73.0 78.5 71.7 77.2 2 1987 9195.47 1067 8760 100.0 100.0 88.0 98.4 86.6 3 1988 6959.75 1067 6660 75.8 75.0 84.0 74.3 82.8 4 1989 6442.33 1067 6236 71.2 69.7 80.6 68.9 79.5 5 1990 5987.40 1067 5711 65.2 65.0 77.7 64.1 76.6 6 1991 9031.56 1067 8618 98.4 97.9 80.9 96.6 79.8 7 1992 6958.10 1067 6728 76.6 75.4 80.1 74.2 79.0 8 1993 6874.29 1067 6575 75.1 74.7 79.5 73.6 78.4 9 1994 7020.25 1067 6744 77.0 76.1 79.1 75.1 78.0 10 1995 9235.21 1067 8760 100.0 100.0 81.2 98.8 80.0 11 1996 6814.36 1067 6469 73.6 73.6 80.5 72.7 79.4 12 1997 7899.88 1067 7525 85.9 85.7 80.9 84.5 79.8 13 1998 6176.21 1067 5960 68.0 67.4 79.9 66.1 78.8 14 1999 9198.85 1067 8760 100.0 99.7 81.3 98.4 80.2 15 2000 7714.74 1067 7346 83.6 83.6 81.4 82.3 80.3 16 2001 7070.55 1067 6743 77.0 76.9 81.2 75.6 80.0 17 2002 5906.21 1067 5628 64.2 64.2 80.2 63.2 79.0 18 2003 0.00 1067 0 0.0 0.0 75.8 0.0 74.7 19 2004 6496.73 1067 6171 70.2 69.2 75.4 69.3 74.4 20 2005 3125.94 1067 3051 34.8 33.5 73.4 33.4 72.4 21 2006 6299.43 1067 5899 67.3 67.1 73.1 67.4 72.2 22 2007 3165.81 1067 2952 33.7 33.6 71.3 33.9 70.4 23 2008 0.00 1067 0 0.0 0.0 68.2 0.0 67.4 24 2009 0.00 1067 0 0.0 0.0 65.4 0.0 64.6 25 2010 5290.82 1067 5022 57.3 56.3 65.1 56.6 64.3 26 2011 5605.55 1067 5208 59.4 59.4 64.8 60.0 64.2 27 2012 0.00 1067 0 0.0 0.0 62.5 0.0 61.8 28 2013 0.00 1067 0 0.0 0.0 60.2 0.0 59.6 29 2014 0.00 1067 0 0.0 0.0 58.2 0.0 57.6 30 2015 0.00 1067 0 0.0 0.0 56.3 0.0 55.7 31 2016 0.00 1067 0 0.0 0.0 54.5 0.0 53.9 32 2017 0.00 1067 0 0.0 0.0 52.8 0.0 52.2 33 2018 0.00 1067 0 0.0 0.0 51.2 0.0 50.6 34 2019 0.00 1067 0 0.0 0.0 49.7 0.0 49.2 35 2020 0.00 1067 0 0.0 0.0 48.3 0.0 47.8 36 2021 0.00 1067 0 0.0 0.0 47.0 0.0 46.4 | KASHIWAZAKI KARIWA-1 | BWR | BWR-5 | Suspended Operation | 1067 | 1067 | 1100 | 3293 | 160.13 | Tokyo Electric Power Company Holdings, Inc. | Tokyo Electric Power Company Holdings, Inc. | 1980-06-05 | 1984-12-12 | 1985-02-13 | 2011-08-06 | None | None | 1985-09-18 | 0.464 | 0.473 | 0.47 | 359
359 | JAPAN | Year Electricity Supplied [GW.h] Reference Unit Power [MW] Annual Time On Line [h] Operation Factor [%] Energy Availability Factor [%] Load Factor [%] Year Electricity Supplied [GW.h] Reference Unit Power [MW] Annual Time On Line [h] Operation Factor [%] Annual Cumulative Annual Cumulative 0 1986 1553.55 1115 2506 NaN NaN NaN NaN NaN 1 1987 8751.33 1115 8028 95.1 95.0 95.0 94.6 94.6 2 1988 7939.68 1115 7243 82.5 81.3 87.5 81.1 87.2 3 1989 7507.68 1115 6814 77.8 77.0 83.8 76.9 83.6 4 1990 7200.99 1115 6462 73.8 72.9 81.0 73.7 81.0 5 1991 9259.18 1115 8338 95.2 95.1 83.9 94.8 83.9 6 1992 8118.69 1115 7310 83.2 82.5 83.6 82.9 83.7 7 1993 7844.10 1115 7086 80.9 80.2 83.1 80.3 83.2 8 1994 7814.60 1115 7080 80.8 80.2 82.8 80.0 82.8 9 1995 9220.46 1115 8290 94.6 94.6 84.1 94.4 84.1 10 1996 8092.28 1115 7325 83.4 83.0 84.0 82.6 84.0 11 1997 6522.19 1115 5946 67.9 67.0 82.4 66.8 82.4 12 1998 8534.55 1115 7724 88.2 92.0 83.2 87.4 82.8 13 1999 5131.68 1115 4615 52.7 52.7 80.8 52.5 80.4 14 2000 8993.76 1115 8087 92.1 92.1 81.7 91.8 81.3 15 2001 8072.72 1115 7267 83.0 83.0 81.7 82.6 81.4 16 2002 8695.54 1115 7742 88.4 88.4 82.2 89.0 81.8 17 2003 8460.92 1115 7418 84.7 84.7 82.3 86.6 82.1 18 2004 9447.05 1115 8367 95.2 95.2 83.0 96.5 82.9 19 2005 7693.61 1115 6854 78.2 77.6 82.8 78.8 82.7 20 2006 6250.76 1110 5634 64.3 63.3 81.8 64.3 81.8 21 2007 6065.32 1110 5688 64.9 61.2 80.8 62.4 80.9 22 2008 992.70 1110 957 10.9 10.0 77.6 10.2 77.6 23 2009 8701.08 1108 7680 87.7 87.3 78.0 89.6 78.2 24 2010 6178.19 1108 5446 62.2 61.6 77.3 63.6 77.6 25 2011 3526.88 1108 3041 34.7 34.6 75.6 36.3 75.9 26 2012 0.00 1108 0 0.0 0.0 72.7 0.0 73.0 27 2013 0.00 1108 0 0.0 0.0 70.0 0.0 70.3 28 2014 0.00 1108 0 0.0 0.0 67.5 0.0 67.8 29 2015 0.00 1108 0 0.0 0.0 65.2 0.0 65.4 30 2016 0.00 1108 0 0.0 0.0 63.0 0.0 63.2 31 2017 0.00 1108 0 0.0 0.0 60.9 0.0 61.2 32 2018 0.00 1108 0 0.0 0.0 59.0 0.0 59.3 33 2019 0.00 1108 0 0.0 0.0 57.2 0.0 57.5 34 2020 0.00 1108 0 0.0 0.0 55.6 0.0 55.8 35 2021 0.00 1108 0 0.0 0.0 54.0 0.0 54.2 | TSURUGA-2 | PWR | M (4-loop) | Suspended Operation | 1115 | 1108 | 1160 | 3411 | 185.89 | JAPAN ATOMIC POWER CO. | JAPAN ATOMIC POWER CO. | 1982-11-06 | 1986-05-28 | 1986-06-19 | 2011-05-07 | None | None | 1987-02-17 | 0.542 | 0.542 | 0.54 | 360
360 | JAPAN | Year Electricity Supplied [GW.h] Reference Unit Power [MW] Annual Time On Line [h] Operation Factor [%] Energy Availability Factor [%] Load Factor [%] Year Electricity Supplied [GW.h] Reference Unit Power [MW] Annual Time On Line [h] Operation Factor [%] Annual Cumulative Annual Cumulative 0 1984 38.33 1067 240 NaN NaN NaN NaN NaN 1 1985 6334.36 1067 6758 95.5 94.6 94.6 93.6 93.6 2 1986 6837.44 1067 6559 74.9 74.4 81.2 73.2 80.0 3 1987 7459.86 1067 7104 81.1 80.8 81.0 79.8 79.9 4 1988 8389.13 1067 8126 92.5 90.7 83.8 89.5 82.7 5 1989 120.16 1067 144 1.6 1.3 65.5 1.3 64.6 6 1990 912.94 1067 1037 11.8 9.8 55.4 9.8 54.6 7 1991 7695.09 1067 7344 83.8 83.1 59.6 82.3 58.9 8 1992 7533.18 1067 7195 81.9 81.3 62.5 80.4 61.8 9 1993 6810.47 1067 6494 74.1 73.8 63.8 72.9 63.1 10 1994 4841.56 1067 4669 53.3 52.5 62.6 51.8 61.9 11 1995 8992.53 1067 8557 97.7 97.2 65.9 96.2 65.2 12 1996 8060.56 1067 7642 87.0 87.0 67.8 86.0 67.0 13 1997 7487.36 1067 7120 81.3 81.2 68.8 80.1 68.0 14 1998 8284.69 1067 7905 90.2 89.7 70.4 88.6 69.6 15 1999 8566.79 1067 8127 92.8 92.7 71.9 91.6 71.1 16 2000 7643.88 1067 7258 82.6 82.6 72.6 81.6 71.8 17 2001 3287.99 1067 3185 36.4 35.8 70.4 35.2 69.5 18 2002 6123.41 1067 5806 66.3 66.3 70.2 65.5 69.3 19 2003 0.00 1067 0 0.0 0.0 66.4 0.0 65.6 20 2004 6862.34 1067 6508 74.1 73.7 66.7 73.2 66.0 21 2005 359.49 1067 390 4.4 4.0 63.7 3.8 62.9 22 2006 8677.35 1067 8221 93.8 93.6 65.1 92.8 64.3 23 2007 6442.91 1067 6154 70.2 69.8 65.3 68.9 64.5 24 2008 6730.20 1067 6427 73.2 72.5 65.6 71.8 64.8 25 2009 9283.27 1067 8760 100.0 99.9 67.0 99.3 66.2 26 2010 7564.50 1067 7186 82.0 81.4 67.6 80.9 66.8 27 2011 1759.21 1067 1671 19.1 19.1 65.7 18.8 65.0 28 2012 0.00 1067 0 0.0 0.0 63.3 0.0 62.6 29 2013 0.00 1067 0 0.0 0.0 61.1 0.0 60.4 30 2014 0.00 1067 0 0.0 0.0 59.0 0.0 58.4 31 2015 0.00 1067 0 0.0 0.0 57.1 0.0 56.5 32 2016 0.00 1067 0 0.0 0.0 55.3 0.0 54.7 33 2017 0.00 1067 0 0.0 0.0 53.6 0.0 53.0 34 2018 0.00 1067 0 0.0 0.0 52.0 0.0 51.4 35 2019 0.00 1067 0 0.0 0.0 50.8 0.0 50.3 | FUKUSHIMA-DAINI-3 | BWR | BWR-5 | Permanent Shutdown | 1067 | 1067 | 1100 | 3293 | 163.05 | Tokyo Electric Power Company Holdings, Inc. | Tokyo Electric Power Company Holdings, Inc. | 1981-03-23 | 1984-10-18 | 1984-12-14 | None | None | 2019-09-30 | 1985-06-21 | 0.503 | 0.512 | 0.508 | 361
361 | JAPAN | Year Electricity Supplied [GW.h] Reference Unit Power [MW] Annual Time On Line [h] Operation Factor [%] Energy Availability Factor [%] Load Factor [%] Year Electricity Supplied [GW.h] Reference Unit Power [MW] Annual Time On Line [h] Operation Factor [%] Annual Cumulative Annual Cumulative 0 1987 5586.64 1066 6360 100.0 99.4 99.4 98.4 98.4 1 1988 7066.77 1066 6862 78.1 75.8 81.7 75.5 81.2 2 1989 8541.99 1066 8167 93.2 92.4 86.3 91.5 85.6 3 1990 6601.27 1056 6366 72.7 71.4 81.8 71.4 81.4 4 1991 6763.14 1056 6472 73.9 73.5 79.9 73.1 79.5 5 1992 6585.40 1056 6371 72.5 71.4 78.3 71.0 77.9 6 1993 8767.99 1056 8359 95.4 95.3 81.0 94.8 80.5 7 1994 6490.47 1056 6784 77.4 77.4 80.5 70.2 79.1 8 1995 7725.72 1056 7429 84.8 84.1 80.9 83.5 79.6 9 1996 6891.56 1056 6573 74.8 74.7 80.3 74.3 79.1 10 1997 8109.71 1056 7863 89.8 88.3 81.0 87.7 79.9 11 1998 9200.69 1056 8760 100.0 100.0 82.7 99.5 81.6 12 1999 7618.28 1056 7255 82.8 82.8 82.7 82.4 81.7 13 2000 7705.98 1056 7340 83.6 83.6 82.8 83.1 81.8 14 2001 6476.81 1056 6171 70.4 70.4 81.9 70.0 81.0 15 2002 6350.93 1056 6044 69.0 69.0 81.1 68.6 80.2 16 2003 1486.62 1056 1403 16.0 16.1 77.1 16.1 76.2 17 2004 9342.48 1056 8784 100.0 100.0 78.4 100.7 77.7 18 2005 5793.39 1056 5473 62.5 62.1 77.6 62.6 76.8 19 2006 6396.90 1056 6081 69.4 68.7 77.1 69.2 76.4 20 2007 9196.54 1056 8760 100.0 99.2 78.2 99.4 77.6 21 2008 6882.87 1056 6625 75.4 74.0 78.0 74.2 77.4 22 2009 6437.10 1056 6085 69.5 69.2 77.6 69.6 77.1 23 2010 8434.81 1056 7974 91.0 91.0 78.2 91.2 77.7 24 2011 0.00 1056 0 0.0 0.0 75.0 0.0 74.5 25 2012 0.00 1056 0 0.0 0.0 72.0 0.0 71.5 26 2013 0.00 1056 0 0.0 0.0 69.3 0.0 68.8 27 2014 0.00 1056 0 0.0 0.0 66.7 0.0 66.3 28 2015 0.00 1056 0 0.0 0.0 64.4 0.0 64.0 29 2016 0.00 1056 0 0.0 0.0 62.2 0.0 61.8 30 2017 0.00 1056 0 0.0 0.0 60.1 0.0 59.8 31 2018 0.00 1056 0 0.0 0.0 58.2 0.0 57.9 32 2019 0.00 1056 0 0.0 0.0 56.4 0.0 56.1 33 2020 0.00 1056 0 0.0 0.0 54.7 0.0 54.4 34 2021 0.00 1056 0 0.0 0.0 53.1 0.0 52.8 | HAMAOKA-3 | BWR | BWR-5 | Suspended Operation | 1056 | 1056 | 1100 | 3293 | 171.10 | CHUBU ELECTRIC POWER CO., INC. | CHUBU ELECTRIC POWER CO., INC. | 1983-04-18 | 1986-11-21 | 1987-01-20 | 2010-11-29 | None | None | 1987-08-28 | 0.528 | 0.535 | 0.531 | 362
362 | JAPAN | Year Electricity Supplied [GW.h] Reference Unit Power [MW] Annual Time On Line [h] Operation Factor [%] Energy Availability Factor [%] Load Factor [%] Year Electricity Supplied [GW.h] Reference Unit Power [MW] Annual Time On Line [h] Operation Factor [%] Annual Cumulative Annual Cumulative 0 1985 2816.07 846 4327 100.0 100.0 100.0 101.2 101.2 1 1986 5996.37 846 7112 81.2 80.1 81.7 80.9 82.5 2 1987 6080.60 846 7211 82.3 81.2 81.4 82.0 82.3 3 1988 7409.79 846 8665 98.6 98.7 87.0 99.7 87.9 4 1989 4999.37 846 5950 67.9 66.8 82.1 67.5 82.9 5 1990 6160.14 846 7309 83.4 82.4 82.2 83.1 83.0 6 1991 5665.26 846 6732 76.8 75.7 81.1 76.4 81.9 7 1992 7385.32 846 8639 98.4 98.3 83.5 99.4 84.4 8 1993 5821.98 846 6632 75.7 77.7 82.8 78.6 83.6 9 1994 5568.78 846 6557 74.8 74.3 81.9 75.1 82.7 10 1995 5658.40 846 6709 76.6 75.5 81.2 76.4 82.1 11 1996 7359.31 846 8617 98.1 98.0 82.8 99.0 83.6 12 1997 5950.29 846 7034 80.3 79.4 82.5 80.3 83.3 13 1998 5899.10 846 6973 79.6 78.7 82.2 79.6 83.1 14 1999 5658.29 846 6612 75.5 75.5 81.7 76.4 82.6 15 2000 7370.17 846 8614 98.1 98.0 82.8 99.2 83.7 16 2001 6210.15 846 7260 82.9 82.9 82.8 83.8 83.7 17 2002 6255.46 846 7257 82.8 82.8 82.8 84.4 83.7 18 2003 6348.77 846 7315 83.5 83.4 82.8 85.7 83.8 19 2004 6762.55 846 7774 88.5 88.5 83.1 91.0 84.2 20 2005 6752.80 846 7895 90.1 88.9 83.4 91.1 84.6 21 2006 6464.16 846 7548 86.2 85.4 83.5 87.2 84.7 22 2007 5989.31 846 6996 79.9 79.0 83.3 80.8 84.5 23 2008 6824.28 846 7897 89.9 89.9 83.6 91.8 84.8 24 2009 6320.24 846 7355 84.0 83.2 83.6 85.3 84.8 25 2010 5767.52 846 6630 75.7 74.8 83.2 77.8 84.6 26 2011 5216.82 846 5833 66.6 66.6 82.6 70.4 84.0 27 2012 0.00 846 0 0.0 0.0 79.5 0.0 80.9 28 2013 0.00 846 0 0.0 0.0 76.7 0.0 78.0 29 2014 0.00 846 0 0.0 0.0 74.1 0.0 75.4 30 2015 1452.66 846 1729 19.7 18.6 72.2 19.6 73.5 31 2016 7468.59 846 8401 95.6 95.6 73.0 100.5 74.4 32 2017 6554.16 846 7401 84.5 83.9 73.3 88.4 74.8 33 2018 5016.93 846 5618 64.1 63.5 73.0 67.7 74.6 34 2019 6381.17 846 7082 80.8 80.4 73.2 86.1 74.9 35 2020 3197.98 846 3538 40.3 39.8 72.3 43.0 74.0 36 2021 8012.55 846 8760 100.0 100.0 73.0 108.1 75.0 | SENDAI-2 | PWR | M (3-loop) | Operational | 846 | 846 | 890 | 2660 | 199.25 | Kyushu Electric Power Co., Inc. | Kyushu Electric Power Co., Inc. | 1981-10-12 | 1985-03-18 | 1985-04-05 | None | None | None | 1985-11-28 | 0.75 | 0.735 | 0.73 | 363
363 | JAPAN | Year Electricity Supplied [GW.h] Reference Unit Power [MW] Annual Time On Line [h] Operation Factor [%] Energy Availability Factor [%] Load Factor [%] Year Electricity Supplied [GW.h] Reference Unit Power [MW] Annual Time On Line [h] Operation Factor [%] Annual Cumulative Annual Cumulative 0 1986 27.64 1067 172 NaN NaN NaN NaN NaN 1 1987 5572.34 1067 6169 100.0 100.0 100.0 99.0 99.0 2 1988 7010.28 1067 6739 76.7 75.5 81.6 74.8 80.9 3 1989 9137.90 1067 8728 99.6 99.2 89.2 97.8 88.1 4 1990 7051.44 1067 6757 77.1 76.0 85.2 75.4 84.3 5 1991 7278.90 1067 7029 80.2 79.0 83.8 77.9 82.8 6 1992 5901.72 1067 5646 64.3 63.6 80.0 63.0 79.1 7 1993 9049.04 1067 8608 98.3 97.5 82.8 96.8 81.9 8 1994 6735.46 1067 6481 74.0 72.7 81.4 72.1 80.6 9 1995 7782.68 1067 7385 84.3 83.9 81.7 83.3 80.9 10 1996 6842.61 1067 6470 73.7 73.6 80.8 73.0 80.0 11 1997 9275.88 1067 8760 100.0 99.9 82.7 99.2 81.9 12 1998 8074.99 1067 7678 87.6 87.2 83.1 86.4 82.3 13 1999 8136.00 1067 7699 87.9 87.8 83.5 87.0 82.7 14 2000 6685.19 1067 6329 72.0 72.0 82.6 71.3 81.8 15 2001 9250.17 1067 8760 100.0 99.7 83.8 99.0 83.0 16 2002 5986.61 1067 5668 64.7 64.7 82.6 64.0 81.8 17 2003 0.00 1067 0 0.0 0.0 77.5 0.0 76.8 18 2004 1449.95 1067 1360 15.5 15.5 73.9 15.5 73.2 19 2005 5345.88 1067 5048 57.6 57.2 73.0 57.2 72.4 20 2006 5763.73 1067 5482 62.6 62.0 72.4 61.7 71.8 21 2007 6258.21 1067 5911 67.5 67.1 72.2 67.0 71.6 22 2008 7144.85 1067 6766 77.0 76.7 72.4 76.2 71.8 23 2009 6597.19 1067 6394 73.0 70.9 72.3 70.6 71.7 24 2010 7933.22 1067 7488 85.5 85.3 72.9 84.9 72.3 25 2011 1068.81 1067 1049 12.0 11.6 70.4 11.4 69.8 26 2012 0.00 1067 0 0.0 0.0 67.6 0.0 67.0 27 2013 0.00 1067 0 0.0 0.0 65.0 0.0 64.5 28 2014 0.00 1067 0 0.0 0.0 62.6 0.0 62.1 29 2015 0.00 1067 0 0.0 0.0 60.4 0.0 59.9 30 2016 0.00 1067 0 0.0 0.0 58.4 0.0 57.9 31 2017 0.00 1067 0 0.0 0.0 56.4 0.0 56.0 32 2018 0.00 1067 0 0.0 0.0 54.6 0.0 54.2 33 2019 0.00 1067 0 0.0 0.0 53.4 0.0 52.9 | FUKUSHIMA-DAINI-4 | BWR | BWR-5 | Permanent Shutdown | 1067 | 1067 | 1100 | 3293 | 161.36 | Tokyo Electric Power Company Holdings, Inc. | Tokyo Electric Power Company Holdings, Inc. | 1981-05-28 | 1986-10-24 | 1986-12-17 | None | None | 2019-09-30 | 1987-08-25 | 0.529 | 0.538 | 0.534 | 364
364 | JAPAN | Year Electricity Supplied [GW.h] Reference Unit Power [MW] Annual Time On Line [h] Operation Factor [%] Energy Availability Factor [%] Load Factor [%] Year Electricity Supplied [GW.h] Reference Unit Power [MW] Annual Time On Line [h] Operation Factor [%] Annual Cumulative Annual Cumulative 0 1990 5386.27 1067 6071 100.0 100.0 100.0 98.6 98.6 1 1991 6642.43 1067 6440 73.5 72.4 77.9 71.1 76.6 2 1992 9046.85 1067 8623 98.2 97.9 86.8 96.5 85.5 3 1993 7212.57 1067 6911 78.9 78.3 84.2 77.2 82.9 4 1994 7291.14 1067 6962 79.5 79.0 83.0 78.0 81.8 5 1995 7696.75 1067 7329 83.7 83.4 83.1 82.4 81.9 6 1996 8811.08 1067 8396 95.6 95.2 85.0 94.0 83.8 7 1997 7284.36 1067 6913 78.9 79.1 84.2 77.9 83.0 8 1998 8142.05 1067 7769 88.7 88.4 84.7 87.1 83.5 9 1999 8208.83 1067 7814 89.2 89.2 85.2 87.8 84.0 10 2000 8140.00 1067 7760 88.3 88.2 85.5 86.8 84.2 11 2001 7595.48 1067 7223 82.4 82.4 85.2 81.3 84.0 12 2002 5866.21 1067 5532 63.2 63.1 83.4 62.8 82.3 13 2003 0.00 1067 0 0.0 0.0 77.1 0.0 76.0 14 2004 4660.28 1067 4361 49.6 49.6 75.2 49.7 74.2 15 2005 6388.39 1067 6035 68.9 68.4 74.8 68.4 73.8 16 2006 9330.75 1067 8760 100.0 99.8 76.3 99.8 75.4 17 2007 1830.29 1067 1786 20.4 19.8 73.0 19.6 72.2 18 2008 0.00 1067 0 0.0 0.0 69.0 0.0 68.2 19 2009 0.00 1067 0 0.0 0.0 65.4 0.0 64.7 20 2010 0.00 1067 0 0.0 0.0 62.2 0.0 61.5 21 2011 0.00 1067 0 0.0 0.0 59.3 0.0 58.6 22 2012 0.00 1067 0 0.0 0.0 56.6 0.0 56.0 23 2013 0.00 1067 0 0.0 0.0 54.2 0.0 53.6 24 2014 0.00 1067 0 0.0 0.0 51.9 0.0 51.4 25 2015 0.00 1067 0 0.0 0.0 49.9 0.0 49.3 26 2016 0.00 1067 0 0.0 0.0 48.0 0.0 47.4 27 2017 0.00 1067 0 0.0 0.0 46.2 0.0 45.7 28 2018 0.00 1067 0 0.0 0.0 44.6 0.0 44.1 29 2019 0.00 1067 0 0.0 0.0 43.1 0.0 42.6 30 2020 0.00 1067 0 0.0 0.0 41.6 0.0 41.2 31 2021 0.00 1067 0 0.0 0.0 40.3 0.0 39.8 | KASHIWAZAKI KARIWA-2 | BWR | BWR-5 | Suspended Operation | 1067 | 1067 | 1100 | 3293 | 120.88 | Tokyo Electric Power Company Holdings, Inc. | Tokyo Electric Power Company Holdings, Inc. | 1985-11-18 | 1989-11-30 | 1990-02-08 | 2007-07-05 | None | None | 1990-09-28 | 0.398 | 0.404 | 0.403 | 365
365 | JAPAN | Year Electricity Supplied [GW.h] Reference Unit Power [MW] Annual Time On Line [h] Operation Factor [%] Energy Availability Factor [%] Load Factor [%] Year Electricity Supplied [GW.h] Reference Unit Power [MW] Annual Time On Line [h] Operation Factor [%] Annual Cumulative Annual Cumulative 0 1970 530.00 320 2251 91.8 100.0 100.0 96.6 96.6 1 1971 1953.80 320 5977 68.2 100.0 100.0 69.7 71.8 2 1972 1259.95 320 4156 47.3 47.4 74.7 44.8 58.8 3 1973 945.30 320 4865 55.5 48.0 66.1 33.7 50.7 4 1974 391.80 320 2151 24.6 20.9 55.0 14.0 41.7 5 1975 0.00 320 0 0.0 0.0 44.2 0.0 33.5 6 1976 0.00 320 0 0.0 0.0 36.9 0.0 28.0 7 1977 0.00 320 0 0.0 0.0 31.7 0.0 24.0 8 1978 118.70 320 1059 12.1 4.2 28.3 4.2 21.6 9 1979 115.40 320 1014 11.6 4.1 25.7 4.1 19.7 10 1980 1012.90 320 4472 50.9 36.0 26.7 36.0 21.3 11 1981 1178.10 320 3931 44.9 42.0 28.1 42.0 23.2 12 1982 92.80 320 455 5.2 3.3 26.0 3.3 21.5 13 1983 1164.40 320 3731 42.6 41.5 27.2 41.5 23.1 14 1984 1576.63 320 5053 57.5 56.0 29.3 56.1 25.4 15 1985 2240.20 320 7077 80.8 80.0 32.6 79.9 29.0 16 1986 2707.24 320 8482 96.8 96.3 36.6 96.6 33.2 17 1987 2261.53 320 7150 81.6 81.6 39.2 80.7 36.0 18 1988 2075.43 320 6623 75.4 75.4 41.2 73.8 38.1 19 1989 1693.18 320 5418 61.8 61.8 42.3 60.4 39.3 20 1990 1938.23 320 6058 69.2 66.9 43.5 69.1 40.7 21 1991 2371.91 320 7615 86.9 4.5 41.7 84.6 42.8 22 1992 1041.10 320 3511 40.0 37.2 41.5 37.0 42.6 23 1993 1663.30 320 5300 60.5 58.5 42.2 59.3 43.3 24 1994 369.89 320 1160 13.2 13.4 41.0 13.2 42.0 25 1995 0.00 320 0 0.0 0.0 39.4 0.0 40.4 26 1996 2245.93 320 7186 81.8 79.7 40.9 79.9 41.9 27 1997 2271.49 320 7083 80.9 80.8 42.4 81.0 43.3 28 1998 2321.52 320 7304 83.4 82.5 43.8 82.8 44.7 29 1999 2530.43 320 8013 91.5 90.0 45.4 90.3 46.3 30 2000 2381.22 320 7439 84.7 84.5 46.7 84.7 47.6 31 2001 2104.40 320 6574 75.0 74.9 47.6 75.1 48.5 32 2002 2158.60 320 6767 77.2 76.6 48.5 77.0 49.4 33 2003 2880.61 320 8760 100.0 99.9 50.1 102.8 51.0 34 2004 1764.15 320 5389 61.4 61.3 50.4 62.8 51.3 35 2005 1194.93 320 4022 45.9 41.4 50.2 42.6 51.1 36 2006 2353.29 320 7305 83.4 83.3 51.1 84.0 52.0 37 2007 854.69 320 2723 31.1 30.3 50.5 30.5 51.4 38 2008 2119.52 320 6561 74.7 74.7 51.1 75.4 52.0 39 2009 2070.07 320 6390 73.0 72.2 51.7 73.8 52.6 40 2010 2521.42 320 7859 89.7 88.3 52.6 90.0 53.5 41 2011 0.00 320 0 0.0 0.0 51.3 0.0 52.2 42 2012 0.00 320 0 0.0 0.0 50.1 0.0 51.0 43 2013 0.00 320 0 0.0 0.0 48.9 0.0 49.8 44 2014 0.00 320 0 0.0 0.0 47.8 0.0 48.7 45 2015 0.00 320 0 0.0 0.0 47.5 0.0 48.3 | MIHAMA-1 | PWR | WH 2LP | Permanent Shutdown | 320 | 320 | 340 | 1031 | 60.12 | Kansai Electric Power Co. | Kansai Electric Power Co. | 1967-02-01 | 1970-07-29 | 1970-08-08 | None | None | 2015-04-27 | 1970-11-28 | 0.483 | 0.502 | 0.475 | 366
366 | JAPAN | Year Electricity Supplied [GW.h] Reference Unit Power [MW] Annual Time On Line [h] Operation Factor [%] Energy Availability Factor [%] Load Factor [%] Year Electricity Supplied [GW.h] Reference Unit Power [MW] Annual Time On Line [h] Operation Factor [%] Annual Cumulative Annual Cumulative 0 1989 1041.49 1067 1850 NaN NaN NaN NaN NaN 1 1990 7910.63 1067 7597 100.0 100.0 100.0 98.7 98.7 2 1991 7093.33 1067 6789 77.5 76.7 86.7 75.9 85.7 3 1992 6977.48 1067 6715 76.4 75.5 82.6 74.4 81.6 4 1993 9238.24 1067 8760 100.0 99.9 87.2 98.8 86.2 5 1994 7154.70 1067 6825 77.9 77.5 85.2 76.6 84.2 6 1995 7508.33 1067 7183 82.0 81.5 84.5 80.3 83.5 7 1996 7905.83 1067 7524 85.7 85.6 84.7 84.4 83.6 8 1997 8919.12 1067 8472 96.7 96.6 86.2 95.4 85.2 9 1998 7352.55 1067 6995 79.8 79.6 85.5 78.7 84.4 10 1999 7771.81 1067 7383 84.3 84.3 85.4 83.2 84.3 11 2000 7042.75 1067 6712 76.4 76.3 84.5 75.1 83.4 12 2001 9198.56 1067 8760 100.0 99.6 85.8 98.4 84.7 13 2002 8191.05 1067 7743 88.4 88.3 86.0 87.6 84.9 14 2003 1503.10 1067 1392 15.9 16.1 80.9 16.1 79.9 15 2004 6134.80 1067 5738 65.3 65.3 79.8 65.5 78.9 16 2005 6852.88 1067 6446 73.6 73.0 79.4 73.3 78.6 17 2006 8400.48 1067 7848 89.6 89.4 80.0 89.9 79.3 18 2007 0.00 1067 0 0.0 0.0 75.5 0.0 74.8 19 2008 0.00 1067 0 0.0 0.0 71.5 0.0 70.8 20 2009 0.00 1067 0 0.0 0.0 67.9 0.0 67.2 21 2010 780.14 1067 888 10.1 8.6 65.0 8.4 64.4 22 2011 9402.07 1067 8760 100.0 100.0 66.6 100.6 66.0 23 2012 589.21 1067 576 6.6 6.4 64.0 6.3 63.4 24 2013 0.00 1067 0 0.0 0.0 61.3 0.0 60.8 25 2014 0.00 1067 0 0.0 0.0 58.8 0.0 58.3 26 2015 0.00 1067 0 0.0 0.0 56.5 0.0 56.0 27 2016 0.00 1067 0 0.0 0.0 54.4 0.0 53.9 28 2017 0.00 1067 0 0.0 0.0 52.4 0.0 52.0 29 2018 0.00 1067 0 0.0 0.0 50.6 0.0 50.2 30 2019 0.00 1067 0 0.0 0.0 48.9 0.0 48.5 31 2020 0.00 1067 0 0.0 0.0 47.3 0.0 46.9 32 2021 0.00 1067 0 0.0 0.0 45.8 0.0 45.4 | KASHIWAZAKI KARIWA-5 | BWR | BWR-5 | Suspended Operation | 1067 | 1067 | 1100 | 3293 | 136.97 | Tokyo Electric Power Company Holdings, Inc. | Tokyo Electric Power Company Holdings, Inc. | 1985-06-20 | 1989-07-20 | 1989-09-12 | 2012-01-25 | None | None | 1990-04-10 | 0.454 | 0.46 | 0.458 | 367
367 | JAPAN | Year Electricity Supplied [GW.h] Reference Unit Power [MW] Annual Time On Line [h] Operation Factor [%] Energy Availability Factor [%] Load Factor [%] Year Electricity Supplied [GW.h] Reference Unit Power [MW] Annual Time On Line [h] Operation Factor [%] Annual Cumulative Annual Cumulative 0 1988 1317.12 791 2474 NaN NaN NaN NaN NaN 1 1989 5852.06 791 7485 89.6 89.2 89.2 88.8 88.8 2 1990 5123.51 790 6592 75.2 74.0 81.3 74.0 81.1 3 1991 5544.50 790 7121 81.3 80.1 80.9 80.1 80.8 4 1992 5516.14 790 7072 80.5 79.7 80.6 79.5 80.4 5 1993 6756.90 790 8592 98.1 97.8 84.1 97.6 83.9 6 1994 5547.27 790 7071 80.7 80.6 83.5 80.2 83.3 7 1995 5363.61 790 6888 78.6 77.8 82.7 77.5 82.5 8 1996 5583.69 790 7166 81.6 80.8 82.4 80.5 82.2 9 1997 6903.19 789 8760 100.0 100.0 84.4 99.9 84.2 10 1998 5962.47 789 7600 86.8 86.5 84.6 86.3 84.4 11 1999 5758.72 789 7319 83.6 83.5 84.5 83.3 84.3 12 2000 6083.96 789 7747 88.2 88.1 84.8 87.8 84.6 13 2001 6901.04 789 8760 100.0 100.0 86.0 99.8 85.8 14 2002 6055.09 789 7678 87.6 87.6 86.1 87.6 85.9 15 2003 4836.24 789 6133 70.0 70.0 85.0 70.0 84.8 16 2004 4097.56 789 5202 59.2 59.0 83.4 59.1 83.2 17 2005 5907.46 789 7544 86.1 85.4 83.5 85.5 83.4 18 2006 5085.40 789 6469 73.8 73.6 83.0 73.6 82.8 19 2007 5462.01 789 6970 79.6 79.5 82.8 79.0 82.6 20 2008 4703.60 789 6001 68.3 68.2 82.0 67.9 81.9 21 2009 5373.85 789 6799 77.6 77.5 81.8 77.8 81.7 22 2010 1924.42 789 2438 27.8 27.6 79.4 27.8 79.2 23 2011 6921.96 789 8760 100.0 100.0 80.2 100.2 80.1 24 2012 491.69 789 625 7.1 7.1 77.2 7.1 77.1 25 2013 0.00 789 0 0.0 0.0 74.1 0.0 74.0 26 2014 0.00 789 0 0.0 0.0 71.2 0.0 71.1 27 2015 0.00 789 0 0.0 0.0 68.6 0.0 68.5 28 2016 0.00 789 0 0.0 0.0 66.1 0.0 66.0 29 2017 0.00 789 0 0.0 0.0 63.8 0.0 63.8 30 2018 0.00 789 0 0.0 0.0 61.7 0.0 61.6 31 2019 0.00 789 0 0.0 0.0 59.7 0.0 59.6 32 2020 0.00 789 0 0.0 0.0 57.8 0.0 57.8 33 2021 0.00 789 0 0.0 0.0 56.1 0.0 56.0 | SHIMANE-2 | BWR | BWR-5 | Operational | 789 | 789 | 820 | 2436 | 129.18 | THE CHUGOKU ELECTRIC POWER CO., INC. | THE CHUGOKU ELECTRIC POWER CO., INC. | 1985-02-02 | 1988-05-25 | 1988-07-11 | None | None | None | 1989-02-10 | 0.56 | 0.563 | 0.561 | 368
369 | JAPAN | Year Electricity Supplied [GW.h] Reference Unit Power [MW] Annual Time On Line [h] Operation Factor [%] Energy Availability Factor [%] Load Factor [%] Year Electricity Supplied [GW.h] Reference Unit Power [MW] Annual Time On Line [h] Operation Factor [%] Annual Cumulative Annual Cumulative 0 1988 54.96 550 375 NaN NaN NaN NaN NaN 1 1989 3607.01 550 7095 100.0 99.6 99.6 99.6 99.6 2 1990 3830.69 550 7092 81.0 79.5 86.2 79.5 86.2 3 1991 3540.38 550 6588 75.2 73.5 81.1 73.5 81.1 4 1992 3646.36 550 6780 77.2 75.9 79.6 75.5 79.5 5 1993 4795.23 550 8760 100.0 100.0 84.2 99.5 84.0 6 1994 3903.95 550 7208 82.3 81.4 83.6 81.0 83.4 7 1995 3946.25 550 7175 81.9 81.8 83.4 81.9 83.2 8 1996 3750.44 550 6920 78.8 78.1 82.7 77.6 82.4 9 1997 4795.59 550 8760 100.0 100.0 84.7 99.5 84.5 10 1998 4239.09 550 7373 84.2 83.1 84.5 88.0 84.8 11 1999 4074.58 550 6986 79.8 79.7 84.1 84.6 84.8 12 2000 4168.52 550 7598 86.5 86.5 84.3 86.3 84.9 13 2001 4803.96 550 8760 100.0 100.0 85.5 99.7 86.1 14 2002 4177.26 550 7614 86.9 86.9 85.6 86.7 86.2 15 2003 3821.66 550 6893 78.7 78.7 85.2 79.3 85.7 16 2004 3788.84 550 6762 77.0 77.0 84.6 78.4 85.2 17 2005 4818.78 550 8616 98.4 98.3 85.5 100.0 86.1 18 2006 4236.75 550 7643 87.2 86.9 85.5 87.9 86.2 19 2007 3952.55 550 7121 81.3 80.6 85.3 82.0 86.0 20 2008 3111.15 550 5578 63.5 63.1 84.1 64.4 84.9 21 2009 4928.21 550 8760 100.0 100.0 84.9 102.3 85.7 22 2010 3994.56 550 7156 81.7 81.3 84.7 82.9 85.6 23 2011 1496.72 550 2664 30.4 30.4 82.3 31.1 83.2 24 2012 0.00 550 0 0.0 0.0 78.8 0.0 79.6 25 2013 0.00 550 0 0.0 0.0 75.6 0.0 76.4 26 2014 0.00 550 0 0.0 0.0 72.6 0.0 73.4 27 2015 0.00 550 0 0.0 0.0 69.9 0.0 70.6 28 2016 0.00 550 0 0.0 0.0 67.4 0.0 68.0 29 2017 0.00 550 0 0.0 0.0 65.0 0.0 65.7 30 2018 0.00 550 0 0.0 0.0 62.8 0.0 63.4 31 2019 0.00 550 0 0.0 0.0 60.7 0.0 61.4 32 2020 0.00 550 0 0.0 0.0 58.8 0.0 59.4 33 2021 0.00 550 0 0.0 0.0 57.0 0.0 57.6 | TOMARI-1 | PWR | M (2-loop) | Suspended Operation | 550 | 550 | 579 | 1650 | 90.97 | HOKKAIDO ELECTRIC POWER CO., INC. | HOKKAIDO ELECTRIC POWER CO., INC. | 1985-04-18 | 1988-11-16 | 1988-12-06 | 2011-04-22 | None | None | 1989-06-22 | 0.576 | 0.573 | 0.57 | 370
370 | JAPAN | Year Electricity Supplied [GW.h] Reference Unit Power [MW] Annual Time On Line [h] Operation Factor [%] Energy Availability Factor [%] Load Factor [%] Year Electricity Supplied [GW.h] Reference Unit Power [MW] Annual Time On Line [h] Operation Factor [%] Annual Cumulative Annual Cumulative 0 1990 675.20 550 2001 NaN NaN NaN NaN NaN 1 1991 3277.78 550 6061 76.9 76.0 76.0 76.0 76.0 2 1992 3639.56 550 6756 76.9 75.5 75.7 75.3 75.6 3 1993 3847.52 550 7092 81.0 80.0 77.3 79.9 77.2 4 1994 4511.59 550 8232 94.0 93.9 81.7 93.6 81.6 5 1995 4161.85 550 7567 86.4 85.6 82.5 86.4 82.6 6 1996 3933.63 550 7232 82.3 81.5 82.4 81.4 82.4 7 1997 3775.23 550 6943 79.3 78.5 81.8 78.4 81.8 8 1998 5071.63 550 8760 100.0 100.0 84.1 105.3 84.8 9 1999 4273.16 550 7344 83.8 83.8 84.1 88.7 85.2 10 2000 4107.46 550 7477 85.1 85.1 84.2 85.0 85.2 11 2001 3971.26 550 7235 82.6 82.6 84.0 82.4 85.0 12 2002 4516.13 550 8228 93.9 93.9 84.9 93.7 85.7 13 2003 3542.02 550 6300 71.9 71.9 83.9 73.5 84.8 14 2004 3864.74 550 6862 78.1 78.1 83.4 80.0 84.4 15 2005 4252.61 550 7571 86.4 86.0 83.6 88.3 84.7 16 2006 4316.86 550 7704 88.0 87.9 83.9 89.6 85.0 17 2007 4663.24 550 8339 95.2 94.8 84.5 96.8 85.7 18 2008 3018.25 550 5411 61.6 61.4 83.2 62.5 84.4 19 2009 3436.45 550 6131 70.0 69.6 82.5 71.3 83.7 20 2010 4043.32 550 7232 82.6 82.1 82.5 83.9 83.7 21 2011 3194.68 550 5688 64.9 64.9 81.6 66.3 82.8 22 2012 0.00 550 0 0.0 0.0 77.9 0.0 79.0 23 2013 0.00 550 0 0.0 0.0 74.5 0.0 75.6 24 2014 0.00 550 0 0.0 0.0 71.3 0.0 72.4 25 2015 0.00 550 0 0.0 0.0 68.4 0.0 69.5 26 2016 0.00 550 0 0.0 0.0 65.8 0.0 66.8 27 2017 0.00 550 0 0.0 0.0 63.3 0.0 64.3 28 2018 0.00 550 0 0.0 0.0 61.0 0.0 62.0 29 2019 0.00 550 0 0.0 0.0 58.9 0.0 59.8 30 2020 0.00 550 0 0.0 0.0 56.9 0.0 57.8 31 2021 0.00 550 0 0.0 0.0 55.1 0.0 55.9 | TOMARI-2 | PWR | M (2-loop) | Suspended Operation | 550 | 550 | 579 | 1650 | 83.57 | HOKKAIDO ELECTRIC POWER CO., INC. | HOKKAIDO ELECTRIC POWER CO., INC. | 1985-06-13 | 1990-07-25 | 1990-08-27 | 2011-08-26 | None | None | 1991-04-12 | 0.559 | 0.553 | 0.551 | 371
371 | JAPAN | Year Electricity Supplied [GW.h] Reference Unit Power [MW] Annual Time On Line [h] Operation Factor [%] Energy Availability Factor [%] Load Factor [%] Year Electricity Supplied [GW.h] Reference Unit Power [MW] Annual Time On Line [h] Operation Factor [%] Annual Cumulative Annual Cumulative 0 1993 1924.11 1127 2897 NaN NaN NaN NaN NaN 1 1994 8795.82 1127 7828 97.0 96.9 96.9 97.4 97.4 2 1995 7356.33 1127 6588 75.2 74.1 83.9 74.5 84.3 3 1996 7444.90 1127 6663 75.8 74.9 80.6 75.2 81.0 4 1997 8259.94 1127 7358 84.0 83.3 81.3 83.7 81.7 5 1998 9633.13 1127 8514 97.2 97.1 84.7 97.6 85.1 6 1999 7999.83 1127 7068 80.7 80.7 84.0 81.0 84.4 7 2000 8109.74 1127 7164 81.6 81.6 83.6 81.9 84.0 8 2001 8205.05 1127 7249 82.8 82.7 83.5 83.1 83.9 9 2002 9561.54 1127 8446 96.4 96.4 85.0 96.8 85.4 10 2003 8667.78 1127 7497 85.6 85.6 85.0 87.8 85.6 11 2004 8121.12 1127 7015 79.9 79.9 84.6 82.0 85.3 12 2005 8658.87 1127 7523 85.9 85.3 84.6 87.7 85.5 13 2006 9725.17 1127 8401 95.9 95.9 85.5 98.5 86.5 14 2007 7988.29 1127 6987 79.8 79.1 85.0 80.9 86.1 15 2008 8259.64 1127 7211 82.1 81.6 84.8 83.4 85.9 16 2009 8061.86 1127 7043 80.4 79.9 84.5 81.7 85.6 17 2010 9506.52 1127 8257 94.3 94.2 85.1 96.3 86.3 18 2011 0.00 1127 0 0.0 0.0 80.3 0.0 81.4 19 2012 0.00 1127 0 0.0 0.0 76.0 0.0 77.1 20 2013 0.00 1127 0 0.0 0.0 72.1 0.0 73.2 21 2014 0.00 1127 0 0.0 0.0 68.7 0.0 69.6 22 2015 0.00 1127 0 0.0 0.0 65.5 0.0 66.4 23 2016 0.00 1127 0 0.0 0.0 62.6 0.0 63.5 24 2017 0.00 1127 0 0.0 0.0 60.0 0.0 60.8 25 2018 7143.28 1127 6313 72.1 70.8 60.4 72.4 61.3 26 2019 8106.36 1127 7067 80.7 80.1 61.2 82.1 62.1 27 2020 8236.09 1127 7187 81.8 81.3 62.0 83.2 62.9 28 2021 10083.48 1127 8760 100.0 100.0 63.3 102.1 64.3 | GENKAI-3 | PWR | M (4-loop) | Operational | 1127 | 1127 | 1180 | 3423 | 182.94 | Kyushu Electric Power Co., Inc. | Kyushu Electric Power Co., Inc. | 1988-06-01 | 1993-05-28 | 1993-06-15 | None | None | None | 1994-03-18 | 0.643 | 0.636 | 0.633 | 372
372 | JAPAN | Year Electricity Supplied [GW.h] Reference Unit Power [MW] Annual Time On Line [h] Operation Factor [%] Energy Availability Factor [%] Load Factor [%] Year Electricity Supplied [GW.h] Reference Unit Power [MW] Annual Time On Line [h] Operation Factor [%] Annual Cumulative Annual Cumulative 0 1996 210.55 1127 705 NaN NaN NaN NaN NaN 1 1997 5841.01 1127 5901 100.0 100.0 100.0 100.7 100.7 2 1998 7634.53 1127 6783 77.4 76.8 83.6 77.3 84.2 3 1999 9716.30 1127 8559 97.7 97.7 89.4 98.4 90.1 4 2000 8181.18 1127 7205 82.0 82.0 87.3 82.6 87.9 5 2001 8107.23 1127 7142 81.5 81.5 86.0 82.1 86.6 6 2002 8208.29 1127 7217 82.4 82.4 85.3 83.1 86.0 7 2003 9678.75 1127 8422 96.1 96.1 87.0 98.0 87.8 8 2004 8330.56 1127 7243 82.5 82.4 86.4 84.2 87.4 9 2005 8572.52 1127 7499 85.6 85.0 86.2 86.8 87.3 10 2006 7765.58 1127 6813 77.8 77.0 85.2 78.7 86.4 11 2007 10025.27 1127 8760 100.0 100.0 86.6 101.6 87.8 12 2008 7695.98 1127 6797 77.4 76.6 85.8 77.7 86.9 13 2009 8325.59 1127 7331 83.7 83.1 85.6 84.3 86.7 14 2010 8365.65 1127 7355 84.0 83.4 85.4 84.7 86.6 15 2011 8999.40 1127 7918 90.4 90.1 85.7 91.2 86.9 16 2012 0.00 1127 0 0.0 0.0 80.2 0.0 81.2 17 2013 0.00 1127 0 0.0 0.0 75.3 0.0 76.3 18 2014 0.00 1127 0 0.0 0.0 71.0 0.0 71.9 19 2015 0.00 1127 0 0.0 0.0 67.1 0.0 68.0 20 2016 0.00 1127 0 0.0 0.0 63.6 0.0 64.5 21 2017 0.00 1127 0 0.0 0.0 60.5 0.0 61.4 22 2018 5269.18 1127 4706 53.7 52.6 60.2 53.4 61.0 23 2019 8067.74 1127 7091 81.0 80.4 61.1 81.7 61.9 24 2020 9703.45 1127 8473 96.5 96.4 62.6 98.0 63.5 25 2021 7840.45 1127 6897 78.7 78.2 63.2 79.4 64.1 | GENKAI-4 | PWR | M (4-loop) | Operational | 1127 | 1127 | 1180 | 3423 | 156.75 | Kyushu Electric Power Co., Inc. | Kyushu Electric Power Co., Inc. | 1992-07-15 | 1996-10-23 | 1996-11-12 | None | None | None | 1997-07-25 | 0.641 | 0.635 | 0.632 | 373
373 | JAPAN | Year Electricity Supplied [GW.h] Reference Unit Power [MW] Annual Time On Line [h] Operation Factor [%] Energy Availability Factor [%] Load Factor [%] Year Electricity Supplied [GW.h] Reference Unit Power [MW] Annual Time On Line [h] Operation Factor [%] Annual Cumulative Annual Cumulative 0 1994 2195.52 846 3669 100.0 100.0 100.0 101.2 101.2 1 1995 7491.81 846 8760 100.0 100.0 100.0 101.1 101.1 2 1996 5578.21 846 6621 75.4 74.2 87.6 75.1 88.6 3 1997 6134.74 846 7242 82.7 81.9 85.8 82.8 86.7 4 1998 6250.38 846 7374 84.2 83.4 85.2 84.3 86.1 5 1999 6298.35 846 7368 84.1 84.1 85.0 85.0 85.9 6 2000 6660.35 846 7790 88.7 88.7 85.6 89.6 86.5 7 2001 6210.74 846 7267 83.0 82.9 85.2 83.8 86.1 8 2002 6599.51 846 7518 85.8 85.8 85.3 89.0 86.5 9 2003 5862.10 846 6560 74.9 74.9 84.1 79.1 85.7 10 2004 7828.92 846 8784 100.0 100.0 85.7 105.4 87.6 11 2005 6699.37 846 7637 87.2 86.8 85.8 90.4 87.9 12 2006 6134.56 846 6990 79.8 79.5 85.3 82.8 87.5 13 2007 6869.33 846 7813 89.2 88.9 85.6 92.7 87.9 14 2008 6392.97 846 7282 82.9 82.6 85.4 86.0 87.7 15 2009 7716.65 846 8760 100.0 100.0 86.3 104.1 88.8 16 2010 6490.71 846 7410 84.6 84.3 86.2 87.6 88.7 17 2011 2511.01 846 2852 32.6 32.6 83.1 33.9 85.5 18 2012 0.00 846 0 0.0 0.1 78.5 0.0 80.8 19 2013 0.00 846 0 0.0 0.0 74.4 0.0 76.6 20 2014 0.00 846 0 0.0 0.0 70.7 0.0 72.8 21 2015 0.00 846 0 0.0 0.0 67.3 0.0 69.3 22 2016 2848.03 846 3322 37.8 37.0 65.9 38.3 67.9 23 2017 5802.18 846 6600 75.3 75.3 66.3 78.3 68.4 24 2018 1306.34 846 1511 17.2 99.7 67.7 17.6 66.2 25 2019 7570.95 846 8616 98.4 98.3 68.9 102.2 67.7 26 2020 0.00 846 0 0.0 0.0 66.3 0.0 65.1 27 2021 468.08 846 606 6.9 6.3 64.1 6.3 62.9 | IKATA-3 | PWR | M (3-loop) | Operational | 846 | 846 | 890 | 2660 | 126.07 | SHIKOKU ELECTRIC POWER CO., INC | SHIKOKU ELECTRIC POWER CO., INC | 1990-10-01 | 1994-02-23 | 1994-03-29 | None | None | None | 1994-12-15 | 0.629 | 0.612 | 0.641 | 374
374 | JAPAN | Year Electricity Supplied [GW.h] Reference Unit Power [MW] Annual Time On Line [h] Operation Factor [%] Energy Availability Factor [%] Load Factor [%] Year Electricity Supplied [GW.h] Reference Unit Power [MW] Annual Time On Line [h] Operation Factor [%] Annual Cumulative Annual Cumulative 0 1993 2834.34 505 6576 100.0 99.7 99.7 99.8 99.8 1 1994 3312.39 505 6584 75.2 75.0 82.3 74.9 82.2 2 1995 3497.23 505 6974 79.6 79.0 81.0 79.0 80.9 3 1996 3454.70 505 6848 78.0 77.9 80.1 77.9 80.0 4 1997 4431.84 505 8760 100.0 100.0 84.6 100.2 84.6 5 1998 3530.63 505 7047 80.4 80.0 83.7 79.8 83.7 6 1999 3325.67 505 6607 75.4 75.4 82.4 75.2 82.4 7 2000 3763.08 505 7462 85.0 84.9 82.8 84.8 82.7 8 2001 4427.41 505 8760 100.0 100.0 84.8 100.1 84.8 9 2002 3537.07 505 7010 80.0 80.0 84.3 80.0 84.3 10 2003 1523.80 505 3029 34.6 34.6 79.5 34.4 79.5 11 2004 3534.94 505 6958 79.2 78.8 79.5 79.7 79.5 12 2005 4203.80 505 8226 93.9 100.0 81.1 95.0 80.8 13 2006 2908.09 505 5777 66.0 65.3 79.9 65.7 79.6 14 2007 908.38 505 1778 20.3 20.2 75.8 20.5 75.5 15 2008 0.00 505 0 0.0 0.0 70.9 0.0 70.6 16 2009 3247.93 505 6367 72.7 72.3 71.0 73.4 70.8 17 2010 3191.56 505 6287 71.8 71.1 71.0 72.2 70.9 18 2011 729.57 505 1416 16.2 16.1 68.0 16.5 67.9 19 2012 0.00 505 0 0.0 0.0 64.5 0.0 64.4 20 2013 0.00 505 0 0.0 0.0 61.3 0.0 61.3 21 2014 0.00 505 0 0.0 0.0 58.5 0.0 58.4 22 2015 0.00 505 0 0.0 0.0 55.9 0.0 55.8 23 2016 0.00 505 0 0.0 0.0 53.5 0.0 53.4 24 2017 0.00 505 0 0.0 0.0 51.3 0.0 51.2 25 2018 0.00 505 0 0.0 0.0 49.3 0.0 49.2 26 2019 0.00 505 0 0.0 0.0 47.4 0.0 47.4 27 2020 0.00 505 0 0.0 0.0 45.7 0.0 45.6 28 2021 0.00 505 0 0.0 0.0 44.1 0.0 44.0 | SHIKA-1 | BWR | BWR-5 | Operational | 505 | 505 | 540 | 1593 | 56.33 | HOKURIKU ELECTRIC POWER CO. | HOKURIKU ELECTRIC POWER CO. | 1989-07-01 | 1992-11-20 | 1993-01-12 | None | None | None | 1993-07-30 | 0.44 | 0.44 | 0.441 | 375
375 | JAPAN | Year Electricity Supplied [GW.h] Reference Unit Power [MW] Annual Time On Line [h] Operation Factor [%] Energy Availability Factor [%] Load Factor [%] Year Electricity Supplied [GW.h] Reference Unit Power [MW] Annual Time On Line [h] Operation Factor [%] Annual Cumulative Annual Cumulative 0 1993 5877.56 1092 6326 100.0 99.9 99.9 99.6 99.6 1 1994 7110.42 1092 6576 75.1 74.7 81.0 74.3 80.7 2 1995 9545.99 1092 8760 100.0 100.0 89.1 99.8 88.9 3 1996 8301.28 1092 7615 86.7 86.7 88.4 86.5 88.2 4 1997 7882.99 1092 7302 83.4 82.6 87.1 82.4 86.8 5 1998 7154.09 1092 6604 75.4 74.9 84.8 74.8 84.6 6 1999 9545.08 1092 8760 100.0 100.0 87.2 99.8 87.0 7 2000 8233.65 1092 7577 86.3 86.0 87.0 85.8 86.8 8 2001 8773.52 1092 8046 91.8 91.8 87.6 91.7 87.4 9 2002 6436.42 1092 5906 67.4 67.4 85.4 67.3 85.3 10 2003 3729.78 1092 3415 39.0 39.1 81.0 39.0 80.8 11 2004 7279.71 1092 6668 75.9 75.8 80.5 75.9 80.4 12 2005 9595.62 1092 8760 100.0 100.0 82.1 100.3 82.0 13 2006 6523.51 1092 6423 73.3 68.2 81.0 68.2 80.9 14 2007 7720.91 1092 7098 81.0 80.4 81.0 80.7 80.9 15 2008 9293.57 1092 8512 96.9 96.5 82.0 96.9 82.0 16 2009 4847.54 1092 4480 51.1 50.5 80.1 50.7 80.0 17 2010 7512.95 1092 6870 78.4 78.3 80.0 78.5 80.0 18 2011 2486.88 1092 2297 26.2 26.0 77.0 26.0 77.0 19 2012 0.00 1092 0 0.0 0.0 73.0 0.0 73.0 20 2013 0.00 1092 0 0.0 0.0 69.4 0.0 69.4 21 2014 0.00 1092 0 0.0 0.0 66.2 0.0 66.2 22 2015 0.00 1092 0 0.0 0.0 63.2 0.0 63.2 23 2016 0.00 1092 0 0.0 0.0 60.5 0.0 60.5 24 2017 0.00 1092 0 0.0 0.0 58.0 0.0 58.0 25 2018 0.00 1092 0 0.0 0.0 55.8 0.0 55.7 26 2019 0.00 1092 0 0.0 0.0 53.6 0.0 53.6 27 2020 0.00 1092 0 0.0 0.0 51.7 0.0 51.6 28 2021 0.00 1092 0 0.0 0.0 49.8 0.0 49.8 | HAMAOKA-4 | BWR | BWR-5 | Suspended Operation | 1092 | 1092 | 1137 | 3293 | 130.35 | CHUBU ELECTRIC POWER CO., INC. | CHUBU ELECTRIC POWER CO., INC. | 1989-10-13 | 1992-12-02 | 1993-01-27 | 2011-05-13 | None | None | 1993-09-03 | 0.498 | 0.502 | 0.498 | 376
376 | JAPAN | Year Electricity Supplied [GW.h] Reference Unit Power [MW] Annual Time On Line [h] Operation Factor [%] Energy Availability Factor [%] Load Factor [%] Year Electricity Supplied [GW.h] Reference Unit Power [MW] Annual Time On Line [h] Operation Factor [%] Annual Cumulative Annual Cumulative 0 1970 60.48 439 576 NaN NaN NaN NaN NaN 1 1971 2024.30 460 5045 66.0 62.7 62.7 59.0 59.0 2 1972 2589.10 460 5878 66.9 66.4 64.8 64.1 61.9 3 1973 2216.80 460 5469 62.4 58.9 62.7 55.0 59.4 4 1974 1629.70 439 4934 56.3 47.0 58.6 42.4 55.0 5 1975 0.00 439 5 0.1 0.0 46.6 0.0 43.8 6 1976 1563.90 439 4548 51.8 40.5 45.6 40.6 43.2 7 1977 0.00 439 0 0.0 0.0 39.0 0.0 36.9 8 1978 1497.60 439 4461 50.9 39.0 39.0 38.9 37.2 9 1979 2504.40 439 6626 75.6 65.1 41.9 65.1 40.3 10 1980 1249.50 439 3323 37.8 32.4 41.0 32.4 39.5 11 1981 1084.80 439 2915 33.3 28.1 39.8 28.2 38.5 12 1982 2355.00 439 5741 65.5 61.0 41.6 61.2 40.4 13 1983 3019.50 439 7384 84.3 78.5 44.4 78.5 43.4 14 1984 2669.76 439 6222 70.8 69.5 46.2 69.2 45.2 15 1985 1699.29 439 4005 45.7 44.4 46.1 44.2 45.2 16 1986 2524.68 439 5836 66.6 66.1 47.4 65.6 46.4 17 1987 3308.89 439 7727 88.2 87.3 49.7 86.0 48.8 18 1988 2794.46 439 6431 73.2 72.8 51.0 72.5 50.1 19 1989 1440.78 439 3457 39.5 38.6 50.4 37.5 49.4 20 1990 2352.41 439 5487 62.6 61.4 50.9 61.2 50.0 21 1991 1279.99 439 2985 34.1 33.4 50.1 33.3 49.2 22 1992 1794.06 439 4166 47.4 46.8 49.9 46.5 49.1 23 1993 2500.67 439 5811 66.3 65.4 50.6 65.0 49.8 24 1994 3337.53 439 7667 87.5 87.2 52.2 86.8 51.4 25 1995 3030.83 439 6977 79.6 79.3 53.2 78.8 52.5 26 1996 2298.59 439 5276 60.1 60.0 53.5 59.6 52.7 27 1997 3258.91 439 7445 85.0 85.0 54.7 84.7 53.9 28 1998 3287.23 439 7581 86.5 85.9 55.8 85.5 55.0 29 1999 2556.93 439 5876 67.1 67.0 56.2 66.5 55.4 30 2000 3706.28 439 8517 97.0 96.9 57.5 96.1 56.8 31 2001 487.50 439 1131 12.9 12.9 56.1 12.7 55.4 32 2002 3120.20 439 7146 81.6 81.6 56.9 81.1 56.2 33 2003 0.00 439 0 0.0 0.0 55.2 0.0 54.5 34 2004 0.00 439 0 0.0 0.0 53.5 0.0 52.9 35 2005 851.33 439 2050 23.4 22.6 52.6 22.1 52.0 36 2006 3714.61 439 8664 98.9 97.1 53.9 96.6 53.2 37 2007 610.76 439 1412 16.1 15.9 52.9 15.9 52.2 38 2008 3036.56 439 6984 79.5 79.2 53.6 78.8 52.9 39 2009 2637.41 439 6206 70.8 69.1 54.0 68.6 53.3 40 2010 2089.01 439 4876 55.7 55.0 54.0 54.3 53.4 41 2011 729.20 439 1671 50.1 50.0 54.0 49.8 53.3 | FUKUSHIMA-DAIICHI-1 | BWR | BWR-3 | Permanent Shutdown | 439 | 439 | 460 | 1380 | 82.35 | Tokyo Electric Power Company Holdings, Inc. | Tokyo Electric Power Company Holdings, Inc. | 1967-07-25 | 1970-10-10 | 1970-11-17 | None | None | 2011-05-19 | 1971-03-26 | 0.533 | 0.561 | 0.54 | 377
377 | JAPAN | Year Electricity Supplied [GW.h] Reference Unit Power [MW] Annual Time On Line [h] Operation Factor [%] Energy Availability Factor [%] Load Factor [%] Year Electricity Supplied [GW.h] Reference Unit Power [MW] Annual Time On Line [h] Operation Factor [%] Annual Cumulative Annual Cumulative 0 1991 2524.41 1127 3228 NaN NaN NaN NaN NaN 1 1992 9954.69 1127 8784 100.0 100.0 100.0 100.6 100.6 2 1993 7863.69 1127 7025 80.2 79.4 89.7 79.6 90.1 3 1994 8139.08 1127 7265 82.9 82.5 87.3 82.4 87.6 4 1995 7701.72 1127 6887 78.6 77.8 85.0 78.0 85.2 5 1996 9957.45 1127 8784 100.0 100.0 88.0 100.6 88.3 6 1997 8333.01 1127 7385 84.3 83.9 87.3 84.4 87.6 7 1998 8872.74 1127 7867 89.8 89.3 87.6 89.9 87.9 8 1999 8892.35 1127 7875 89.9 89.5 87.8 90.1 88.2 9 2000 8868.86 1127 7824 89.1 89.1 88.0 89.6 88.4 10 2001 8474.65 1127 7481 85.4 85.4 87.7 85.8 88.1 11 2002 9918.68 1127 8760 100.0 100.0 88.8 100.5 89.2 12 2003 8683.19 1127 7525 85.9 85.9 88.6 88.0 89.1 13 2004 3040.18 1127 2634 30.0 30.0 84.1 30.7 84.6 14 2005 7834.00 1127 6968 79.5 77.6 83.6 79.4 84.2 15 2006 8012.30 1127 7001 79.9 79.6 83.3 81.2 84.0 16 2007 10080.14 1127 8760 100.0 100.0 84.4 102.1 85.2 17 2008 2355.61 1127 2081 23.7 23.4 80.8 23.8 81.6 18 2009 8335.16 1127 7282 83.1 83.1 80.9 84.4 81.7 19 2010 8297.03 1127 7299 83.3 82.8 81.0 84.0 81.8 20 2011 2104.70 1127 1834 20.9 20.9 78.0 21.3 78.8 21 2012 4925.65 1127 4325 49.2 48.8 76.6 49.8 77.4 22 2013 6779.28 1127 5879 67.1 66.8 76.2 68.7 77.0 23 2014 0.00 1127 0 0.0 0.0 72.8 0.0 73.7 24 2015 0.00 1127 0 0.0 0.0 69.8 0.0 70.6 25 2016 0.00 1127 0 0.0 0.0 67.0 0.0 67.8 26 2017 0.00 1127 0 0.0 0.0 64.4 0.0 65.2 27 2018 8009.80 1127 6967 79.5 79.1 65.0 81.1 65.8 28 2019 7928.91 1127 6881 78.6 78.1 65.4 80.3 66.3 29 2020 5627.87 1127 4834 55.0 55.0 65.1 56.8 66.0 30 2021 4866.36 1127 4303 49.1 48.1 64.5 49.3 65.4 | OHI-3 | PWR | M (4-loop) | Operational | 1127 | 1127 | 1180 | 3423 | 194.30 | Kansai Electric Power Co. | Kansai Electric Power Co. | 1987-10-03 | 1991-05-17 | 1991-06-07 | None | None | None | 1991-12-18 | 0.654 | 0.648 | 0.645 | 378
378 | JAPAN | Year Electricity Supplied [GW.h] Reference Unit Power [MW] Annual Time On Line [h] Operation Factor [%] Energy Availability Factor [%] Load Factor [%] Year Electricity Supplied [GW.h] Reference Unit Power [MW] Annual Time On Line [h] Operation Factor [%] Annual Cumulative Annual Cumulative 0 1992 1999.30 1127 2742 NaN NaN NaN NaN NaN 1 1993 9923.46 1127 8760 100.0 100.0 100.0 100.5 100.5 2 1994 7851.52 1127 7063 80.6 79.7 89.4 79.5 89.6 3 1995 7495.11 1127 6695 76.4 75.6 84.7 75.9 84.9 4 1996 7051.09 1127 6221 70.8 70.8 81.1 71.2 81.4 5 1997 7660.20 1127 6756 77.1 77.1 80.3 77.6 80.6 6 1998 8839.42 1127 7835 89.4 89.0 81.8 89.5 82.1 7 1999 8903.44 1127 7872 89.9 89.5 82.9 90.2 83.3 8 2000 8649.77 1127 7629 86.8 86.8 83.4 87.4 83.8 9 2001 9283.56 1127 8179 93.4 93.4 84.5 94.0 85.0 10 2002 9217.09 1127 8017 91.5 91.5 85.2 93.4 85.8 11 2003 8762.57 1127 7557 86.3 86.3 85.3 88.8 86.1 12 2004 8318.19 1127 7186 81.8 81.8 85.0 84.0 85.9 13 2005 9929.00 1127 8657 98.8 98.8 86.1 100.6 87.0 14 2006 8163.92 1127 7087 80.9 80.7 85.7 82.7 86.7 15 2007 7978.56 1127 6934 79.2 78.9 85.2 80.8 86.3 16 2008 7642.69 1127 6654 75.8 75.4 84.6 77.2 85.8 17 2009 10097.36 1127 8760 100.0 100.0 85.5 102.3 86.7 18 2010 6977.31 1127 6109 69.7 69.4 84.6 70.7 85.8 19 2011 5599.90 1127 4872 55.6 55.6 83.1 56.7 84.3 20 2012 4486.58 1127 3941 44.9 44.4 81.1 45.3 82.3 21 2013 7167.72 1127 6191 70.7 70.7 80.6 72.6 81.9 22 2014 0.00 1127 0 0.0 0.0 77.0 0.0 78.1 23 2015 0.00 1127 0 0.0 0.0 73.6 0.0 74.7 24 2016 0.00 1127 0 0.0 0.0 70.5 0.0 71.6 25 2017 0.00 1127 0 0.0 0.0 67.7 0.0 68.7 26 2018 6428.38 1127 5623 64.2 63.8 67.5 65.1 68.6 27 2019 8077.29 1127 7011 80.0 79.6 68.0 81.8 69.1 28 2020 8481.35 1127 7378 84.0 84.0 68.6 85.7 69.7 29 2021 9636.22 1127 8357 95.4 95.1 69.5 97.6 70.6 | OHI-4 | PWR | M (4-loop) | Operational | 1127 | 1127 | 1180 | 3423 | 201.80 | Kansai Electric Power Co. | Kansai Electric Power Co. | 1988-06-13 | 1992-05-28 | 1992-06-19 | None | None | None | 1993-02-02 | 0.706 | 0.697 | 0.695 | 379
379 | JAPAN | Year Electricity Supplied [GW.h] Reference Unit Power [MW] Annual Time On Line [h] Operation Factor [%] Energy Availability Factor [%] Load Factor [%] Year Electricity Supplied [GW.h] Reference Unit Power [MW] Annual Time On Line [h] Operation Factor [%] Annual Cumulative Annual Cumulative 0 1992 53.03 1067 367 NaN NaN NaN NaN NaN 1 1993 6488.42 1067 6755 100.0 100.0 100.0 98.9 98.9 2 1994 7264.43 1067 6961 79.5 78.9 85.1 77.7 84.0 3 1995 9253.86 1067 8760 100.0 100.0 91.3 99.0 90.2 4 1996 7921.58 1067 7508 85.5 85.5 89.6 84.5 88.5 5 1997 8016.22 1067 7601 86.8 86.8 88.9 85.8 87.9 6 1998 6748.02 1067 6467 73.8 73.1 86.0 72.2 85.0 7 1999 9028.26 1067 8568 97.8 97.7 87.8 96.6 86.8 8 2000 7945.09 1067 7539 85.8 85.8 87.6 84.8 86.5 9 2001 6985.69 1067 6639 75.8 75.8 86.2 74.7 85.1 10 2002 5575.54 1067 5300 60.5 60.4 83.4 59.6 82.4 11 2003 0.00 1067 0 0.0 0.0 75.4 0.0 74.5 12 2004 6549.98 1067 6093 69.4 69.9 74.9 69.9 74.1 13 2005 6061.72 1067 5772 65.9 64.9 74.1 64.8 73.4 14 2006 7331.42 1067 6924 79.0 78.3 74.4 78.4 73.8 15 2007 5054.10 1067 4714 53.8 53.7 73.0 54.1 72.4 16 2008 0.00 1067 0 0.0 0.0 68.3 0.0 67.7 17 2009 0.00 1067 0 0.0 0.0 64.1 0.0 63.6 18 2010 0.00 1067 0 0.0 0.0 60.4 0.0 59.9 19 2011 0.00 1067 0 0.0 0.0 57.2 0.0 56.7 20 2012 0.00 1067 0 0.0 0.0 54.2 0.0 53.7 21 2013 0.00 1067 0 0.0 0.0 51.6 0.0 51.1 22 2014 0.00 1067 0 0.0 0.0 49.2 0.0 48.7 23 2015 0.00 1067 0 0.0 0.0 47.0 0.0 46.6 24 2016 0.00 1067 0 0.0 0.0 45.0 0.0 44.6 25 2017 0.00 1067 0 0.0 0.0 43.1 0.0 42.7 26 2018 0.00 1067 0 0.0 0.0 41.4 0.0 41.1 27 2019 0.00 1067 0 0.0 0.0 39.8 0.0 39.5 28 2020 0.00 1067 0 0.0 0.0 38.4 0.0 38.1 29 2021 0.00 1067 0 0.0 0.0 37.0 0.0 36.7 | KASHIWAZAKI KARIWA-3 | BWR | BWR-5 | Suspended Operation | 1067 | 1067 | 1100 | 3293 | 100.28 | Tokyo Electric Power Company Holdings, Inc. | Tokyo Electric Power Company Holdings, Inc. | 1989-03-07 | 1992-10-19 | 1992-12-08 | 2007-09-19 | None | None | 1993-08-11 | 0.367 | 0.371 | 0.37 | 380
380 | JAPAN | Year Electricity Supplied [GW.h] Reference Unit Power [MW] Annual Time On Line [h] Operation Factor [%] Energy Availability Factor [%] Load Factor [%] Year Electricity Supplied [GW.h] Reference Unit Power [MW] Annual Time On Line [h] Operation Factor [%] Annual Cumulative Annual Cumulative 0 1993 11.60 1067 74 NaN NaN NaN NaN NaN 1 1994 6040.10 1067 6638 100.0 99.8 99.8 98.8 98.8 2 1995 6182.46 1067 5889 67.2 67.0 76.7 66.1 75.8 3 1996 8067.98 1067 7651 87.1 87.0 81.0 86.1 80.0 4 1997 7516.71 1067 7207 82.3 81.5 81.1 80.4 80.2 5 1998 9258.69 1067 8760 100.0 100.0 85.4 99.1 84.4 6 1999 8141.74 1067 7719 88.1 88.1 85.9 87.1 84.9 7 2000 6918.93 1067 6602 75.2 75.1 84.2 73.8 83.2 8 2001 5591.43 1067 5343 61.0 60.6 81.0 59.8 80.0 9 2002 9239.86 1067 8760 100.0 99.9 83.3 98.8 82.3 10 2003 4185.83 1067 3946 45.0 45.0 79.2 44.8 78.3 11 2004 5623.72 1067 5258 59.9 59.9 77.4 60.0 76.5 12 2005 7192.00 1067 6755 77.1 76.8 77.3 77.0 76.6 13 2006 2816.50 1067 2772 31.6 30.4 73.5 30.1 72.8 14 2007 5061.67 1067 4714 53.8 53.8 72.1 54.2 71.4 15 2008 0.00 1067 0 0.0 0.0 67.0 0.0 66.5 16 2009 0.00 1067 0 0.0 0.0 62.7 0.0 62.2 17 2010 0.00 1067 0 0.0 0.0 58.9 0.0 58.4 18 2011 0.00 1067 0 0.0 0.0 55.5 0.0 55.0 19 2012 0.00 1067 0 0.0 0.0 52.5 0.0 52.0 20 2013 0.00 1067 0 0.0 0.0 49.8 0.0 49.4 21 2014 0.00 1067 0 0.0 0.0 47.4 0.0 47.0 22 2015 0.00 1067 0 0.0 0.0 45.1 0.0 44.8 23 2016 0.00 1067 0 0.0 0.0 43.1 0.0 42.8 24 2017 0.00 1067 0 0.0 0.0 41.3 0.0 40.9 25 2018 0.00 1067 0 0.0 0.0 39.6 0.0 39.3 26 2019 0.00 1067 0 0.0 0.0 38.0 0.0 37.7 27 2020 0.00 1067 0 0.0 0.0 36.6 0.0 36.3 28 2021 0.00 1067 0 0.0 0.0 35.3 0.0 35.0 | KASHIWAZAKI KARIWA-4 | BWR | BWR-5 | Suspended Operation | 1067 | 1067 | 1100 | 3293 | 91.85 | Tokyo Electric Power Company Holdings, Inc. | Tokyo Electric Power Company Holdings, Inc. | 1990-03-05 | 1993-11-01 | 1993-12-21 | 2008-02-11 | None | None | 1994-08-11 | 0.35 | 0.354 | 0.353 | 381
381 | JAPAN | Year Electricity Supplied [GW.h] Reference Unit Power [MW] Annual Time On Line [h] Operation Factor [%] Energy Availability Factor [%] Load Factor [%] Year Electricity Supplied [GW.h] Reference Unit Power [MW] Annual Time On Line [h] Operation Factor [%] Annual Cumulative Annual Cumulative 0 1994 15.25 796 123 NaN NaN NaN NaN NaN 1 1995 4496.61 796 6510 95.6 95.4 95.4 94.7 94.7 2 1996 5175.27 796 6545 74.5 74.4 80.6 74.0 80.1 3 1997 6931.60 796 8760 100.0 99.9 88.6 99.4 88.1 4 1998 5647.72 796 7185 82.0 81.1 86.4 81.0 86.0 5 1999 5841.18 796 7383 84.3 84.2 85.9 83.8 85.5 6 2000 5858.59 796 7402 84.3 84.2 85.6 83.8 85.2 7 2001 6521.16 796 8238 94.0 94.0 86.9 93.5 86.5 8 2002 5242.91 796 6368 72.7 72.4 85.0 75.2 85.0 9 2003 3272.36 796 4139 47.2 47.2 80.5 46.9 80.4 10 2004 7040.38 796 8784 100.0 100.0 82.5 100.7 82.6 11 2005 1877.27 796 2367 27.0 26.8 77.2 26.9 77.3 12 2006 2484.73 796 3188 36.4 35.6 73.6 35.6 73.6 13 2007 5184.62 796 6491 74.1 73.8 73.6 74.4 73.7 14 2008 6453.43 796 8086 92.0 91.8 74.9 92.3 75.1 15 2009 3430.26 796 4330 49.4 49.0 73.1 49.2 73.3 16 2010 5905.54 796 7417 84.7 84.4 73.9 84.7 74.0 17 2011 0.00 796 0 0.0 0.0 69.4 0.0 69.5 18 2012 0.00 796 0 0.0 0.0 65.4 0.0 65.5 19 2013 0.00 796 0 0.0 0.0 61.8 0.0 62.0 20 2014 0.00 796 0 0.0 0.0 58.6 0.0 58.8 21 2015 0.00 796 0 0.0 0.0 55.8 0.0 55.9 22 2016 0.00 796 0 0.0 0.0 53.2 0.0 53.3 23 2017 0.00 796 0 0.0 0.0 50.8 0.0 50.9 24 2018 0.00 796 0 0.0 0.0 48.6 0.0 48.7 25 2019 0.00 796 0 0.0 0.0 46.6 0.0 46.7 26 2020 0.00 796 0 0.0 0.0 44.8 0.0 44.9 27 2021 0.00 796 0 0.0 9.1 43.4 0.0 43.2 | ONAGAWA-2 | BWR | BWR-5 | Operational | 796 | 796 | 825 | 2436 | 81.16 | Tohoku Electric Power Co., Inc | Tohoku Electric Power Co., Inc | 1991-04-12 | 1994-11-02 | 1994-12-23 | None | None | None | 1995-07-28 | 0.432 | 0.433 | 0.434 | 382
382 | JAPAN | Year Electricity Supplied [GW.h] Reference Unit Power [MW] Annual Time On Line [h] Operation Factor [%] Energy Availability Factor [%] Load Factor [%] Year Electricity Supplied [GW.h] Reference Unit Power [MW] Annual Time On Line [h] Operation Factor [%] Annual Cumulative Annual Cumulative 0 1996 5663.21 1315 5240 100.0 100.0 100.0 99.8 99.8 1 1997 10161.45 1315 7752 88.5 88.4 90.1 88.2 89.9 2 1998 10702.27 1315 8217 93.8 93.3 91.6 92.9 91.3 3 1999 9710.40 1315 7480 85.4 84.8 89.4 84.3 89.1 4 2000 9411.59 1315 7183 81.8 81.8 87.6 81.5 87.2 5 2001 9269.97 1315 7079 80.8 80.7 86.2 80.5 85.9 6 2002 11504.14 1315 8760 100.0 100.0 88.5 99.9 88.2 7 2003 8401.23 1315 6163 70.4 71.5 86.1 72.9 86.1 8 2004 8635.19 1315 6410 73.0 72.7 84.5 74.8 84.7 9 2005 11126.45 1315 8232 94.0 93.9 85.5 96.6 86.0 10 2006 8446.71 1315 6301 71.9 71.4 84.1 73.3 84.7 11 2007 3758.17 1315 2787 31.8 31.6 79.4 32.6 80.1 12 2008 0.00 1315 0 0.0 0.0 72.9 0.0 73.5 13 2009 3653.77 1315 2818 32.2 30.9 69.7 31.7 70.3 14 2010 9522.09 1315 7089 80.9 80.6 70.5 82.7 71.2 15 2011 10960.32 1315 8147 93.0 92.7 71.9 95.2 72.8 16 2012 2756.33 1315 2040 23.2 23.1 68.9 23.9 69.7 17 2013 0.00 1315 0 0.0 0.0 64.9 0.0 65.7 18 2014 0.00 1315 0 0.0 0.0 61.3 0.0 62.0 19 2015 0.00 1315 0 0.0 0.0 58.1 0.0 58.8 20 2016 0.00 1315 0 0.0 0.0 55.2 0.0 55.9 21 2017 0.00 1315 0 0.0 0.0 52.6 0.0 53.3 22 2018 0.00 1315 0 0.0 0.0 50.2 0.0 50.9 23 2019 0.00 1315 0 0.0 0.0 48.1 0.0 48.7 24 2020 0.00 1315 0 0.0 0.0 46.1 0.0 46.6 25 2021 0.00 1315 0 0.0 0.0 44.3 0.0 44.8 | KASHIWAZAKI KARIWA-6 | BWR | ABWR | Operational | 1315 | 1315 | 1356 | 3926 | 133.58 | Tokyo Electric Power Company Holdings, Inc. | Tokyo Electric Power Company Holdings, Inc. | 1992-11-03 | 1995-12-18 | 1996-01-29 | None | None | None | 1996-11-07 | 0.448 | 0.444 | 0.443 | 383
383 | JAPAN | Year Electricity Supplied [GW.h] Reference Unit Power [MW] Annual Time On Line [h] Operation Factor [%] Energy Availability Factor [%] Load Factor [%] Year Electricity Supplied [GW.h] Reference Unit Power [MW] Annual Time On Line [h] Operation Factor [%] Annual Cumulative Annual Cumulative 0 1996 58.34 1315 257 NaN NaN NaN NaN NaN 1 1997 8127.93 1315 6764 100.0 100.0 100.0 99.8 99.8 2 1998 9715.61 1315 7452 85.1 84.7 89.8 84.3 89.5 3 1999 8445.43 1315 6458 73.7 73.7 83.4 73.3 83.0 4 2000 11240.18 1315 8587 97.8 97.6 87.4 97.3 87.1 5 2001 10078.37 1315 7752 88.5 87.8 87.5 87.5 87.2 6 2002 7989.96 1315 6089 69.5 69.0 84.1 69.4 84.0 7 2003 5778.49 1315 4302 49.1 49.2 78.8 50.2 78.8 8 2004 10805.16 1315 8057 91.7 91.6 80.5 93.5 80.7 9 2005 7977.49 1315 6007 68.6 68.0 79.0 69.2 79.4 10 2006 8166.24 1315 6250 71.4 69.5 78.0 70.9 78.5 11 2007 6358.57 1315 4714 53.8 53.8 75.7 55.2 76.3 12 2008 0.00 1315 0 0.0 0.0 69.1 0.0 69.6 13 2009 5366.30 1315 4338 49.5 45.8 67.3 46.6 67.8 14 2010 9033.86 1315 7041 80.4 77.2 68.0 78.4 68.6 15 2011 7348.67 1315 5616 64.1 62.9 67.6 63.8 68.2 16 2012 0.00 1315 0 0.0 0.0 63.3 0.0 63.8 17 2013 0.00 1315 0 0.0 0.0 59.4 0.0 60.0 18 2014 0.00 1315 0 0.0 0.0 56.0 0.0 56.6 19 2015 0.00 1315 0 0.0 0.0 53.0 0.0 53.5 20 2016 0.00 1315 0 0.0 0.0 50.3 0.0 50.8 21 2017 0.00 1315 0 0.0 0.0 47.8 0.0 48.3 22 2018 0.00 1315 0 0.0 0.0 45.6 0.0 46.0 23 2019 0.00 1315 0 0.0 0.0 43.6 0.0 44.0 24 2020 0.00 1315 0 0.0 0.0 41.7 0.0 42.1 25 2021 0.00 1315 0 0.0 0.0 40.0 0.0 40.4 | KASHIWAZAKI KARIWA-7 | BWR | ABWR | Operational | 1315 | 1315 | 1356 | 3926 | 116.41 | Tokyo Electric Power Company Holdings, Inc. | Tokyo Electric Power Company Holdings, Inc. | 1993-07-01 | 1996-11-01 | 1996-12-17 | None | None | None | 1997-07-02 | 0.404 | 0.405 | 0.4 | 384
384 | JAPAN | Year Electricity Supplied [GW.h] Reference Unit Power [MW] Annual Time On Line [h] Operation Factor [%] Energy Availability Factor [%] Load Factor [%] Year Electricity Supplied [GW.h] Reference Unit Power [MW] Annual Time On Line [h] Operation Factor [%] Annual Cumulative Annual Cumulative 0 2001 1567.82 796 2973 NaN NaN NaN NaN NaN 1 2002 6652.52 796 8064 100.0 100.0 100.0 103.6 103.6 2 2003 5978.24 796 7332 83.7 83.7 91.5 85.7 94.3 3 2004 5348.70 796 6548 74.5 74.4 85.6 76.5 88.2 4 2005 4381.83 796 5460 62.3 61.2 79.4 62.8 81.7 5 2006 2798.13 796 3476 39.7 39.0 71.2 40.1 73.2 6 2007 2261.42 796 2887 33.0 31.7 64.5 32.4 66.4 7 2008 6502.19 796 7921 90.2 90.1 68.2 93.0 70.2 8 2009 3405.82 796 4202 48.0 47.5 65.6 48.8 67.5 9 2010 5342.77 796 6540 74.7 74.2 66.6 76.6 68.5 10 2011 1315.85 796 1671 19.1 18.4 61.7 18.9 63.5 11 2012 0.00 796 0 0.0 0.0 56.0 0.0 57.7 12 2013 0.00 796 0 0.0 0.0 51.3 0.0 52.9 13 2014 0.00 796 0 0.0 0.0 47.4 0.0 48.8 14 2015 0.00 796 0 0.0 0.0 44.0 0.0 45.3 15 2016 0.00 796 0 0.0 0.0 41.0 0.0 42.2 16 2017 0.00 796 0 0.0 0.0 38.4 0.0 39.6 17 2018 0.00 796 0 0.0 0.0 36.2 0.0 37.2 18 2019 0.00 796 0 0.0 0.0 34.2 0.0 35.2 19 2020 0.00 796 0 0.0 0.0 32.3 0.0 33.3 20 2021 0.00 796 0 0.0 0.0 30.7 0.0 31.6 | ONAGAWA-3 | BWR | BWR-5 | Operational | 796 | 796 | 825 | 2436 | 43.74 | Tohoku Electric Power Co., Inc | Tohoku Electric Power Co., Inc | 1998-01-23 | 2001-04-26 | 2001-05-30 | None | None | None | 2002-01-30 | 0.316 | 0.31 | 0.307 | 385
385 | JAPAN | Year Electricity Supplied [GW.h] Reference Unit Power [MW] Annual Time On Line [h] Operation Factor [%] Energy Availability Factor [%] Load Factor [%] Year Electricity Supplied [GW.h] Reference Unit Power [MW] Annual Time On Line [h] Operation Factor [%] Annual Cumulative Annual Cumulative 0 1972 1598.70 500 4528 75.7 69.4 69.4 60.8 60.8 1 1973 2509.30 470 5569 63.6 63.3 65.2 61.0 60.9 2 1974 3122.80 470 6766 77.2 77.0 70.0 75.8 67.0 3 1975 260.30 470 818 9.3 6.4 51.6 6.3 49.4 4 1976 2828.20 470 7011 79.8 68.7 55.4 68.5 53.7 5 1977 1648.00 470 3679 42.0 40.0 52.6 40.0 51.2 6 1978 2648.70 470 5852 66.8 64.5 54.4 64.3 53.2 7 1979 867.10 470 1944 22.2 21.1 50.0 21.1 48.9 8 1980 3032.70 470 6622 75.4 73.3 52.7 73.5 51.8 9 1981 2762.90 470 5982 68.3 66.9 54.2 67.1 53.4 10 1982 2238.90 470 4958 56.6 54.2 54.2 54.4 53.5 11 1983 1433.80 470 3262 37.2 34.7 52.5 34.8 51.9 12 1984 3937.29 470 8458 96.3 96.3 56.0 95.4 55.4 13 1985 2898.32 470 6219 71.0 70.2 57.1 70.4 56.5 14 1986 3301.50 470 7100 81.0 80.0 58.7 80.2 58.2 15 1987 2766.17 470 5927 67.7 67.7 59.3 67.2 58.7 16 1988 3223.10 470 6850 78.0 77.8 60.4 78.1 59.9 17 1989 3325.25 470 7112 81.2 81.2 61.6 80.8 61.1 18 1990 3077.09 470 6594 75.3 72.7 62.2 74.7 61.8 19 1991 447.12 470 950 10.8 10.0 59.5 10.9 59.2 20 1992 0.00 470 0 0.0 0.0 56.6 0.0 56.3 21 1993 0.00 470 0 0.0 0.0 54.0 0.0 53.7 22 1994 1186.32 470 2522 28.8 29.9 52.9 28.8 52.6 23 1995 3335.02 470 7138 81.5 80.5 54.0 81.0 53.8 24 1996 3762.38 470 8024 91.4 90.5 55.6 91.1 55.3 25 1997 3005.99 470 6417 73.2 72.6 56.2 73.0 56.0 26 1998 3396.28 470 7228 82.5 82.0 57.2 82.5 57.0 27 1999 2746.41 470 5821 66.4 66.3 57.5 66.7 57.4 28 2000 3839.71 470 8137 92.6 92.5 58.8 93.0 58.6 29 2001 2911.33 470 6177 70.5 70.3 59.2 70.7 59.0 30 2002 3611.26 470 7648 87.3 87.2 60.1 87.7 60.0 31 2003 3400.24 470 7182 82.0 81.5 60.8 82.6 60.7 32 2004 2942.31 470 6170 70.2 70.2 61.0 71.3 61.0 33 2005 3525.35 470 7470 85.3 84.8 61.8 85.6 61.8 34 2006 3110.89 470 6671 76.2 75.0 62.1 75.6 62.2 35 2007 2294.21 470 4811 54.9 54.8 61.9 55.7 62.0 36 2008 1713.14 470 3678 41.9 41.6 61.4 41.5 61.4 37 2009 3161.56 470 6688 76.4 75.8 61.8 76.8 61.8 38 2010 2356.31 470 5099 58.2 56.3 61.6 57.2 61.7 39 2011 3864.00 470 8187 93.5 92.8 62.4 93.8 62.5 40 2012 0.00 470 0 0.0 0.0 60.9 0.0 61.0 41 2013 0.00 470 0 0.0 0.0 59.4 0.0 59.5 42 2014 0.00 470 0 0.0 0.0 58.0 0.0 58.1 43 2015 0.00 470 0 0.0 0.0 57.6 0.0 57.7 | MIHAMA-2 | PWR | M (2-loop) | Permanent Shutdown | 470 | 470 | 500 | 1456 | 101.60 | Kansai Electric Power Co. | Kansai Electric Power Co. | 1968-05-29 | 1972-04-10 | 1972-04-21 | None | None | 2015-04-27 | 1972-07-25 | 0.577 | 0.586 | 0.576 | 386
386 | JAPAN | Year Electricity Supplied [GW.h] Reference Unit Power [MW] Annual Time On Line [h] Operation Factor [%] Energy Availability Factor [%] Load Factor [%] Year Electricity Supplied [GW.h] Reference Unit Power [MW] Annual Time On Line [h] Operation Factor [%] Annual Cumulative Annual Cumulative 0 1973 43.00 439 430 NaN NaN NaN NaN NaN 1 1974 3006.40 440 7279 88.5 86.7 86.7 88.0 88.0 2 1975 2946.10 439 7010 80.0 78.7 82.1 76.6 81.5 3 1976 2802.90 439 6697 76.2 72.7 78.7 72.7 78.3 4 1977 1879.10 439 4489 51.2 48.9 70.8 48.9 70.5 5 1978 2701.80 439 6394 73.0 70.3 70.7 70.3 70.4 6 1979 2623.60 439 6341 72.4 68.4 70.3 68.2 70.0 7 1980 2734.60 439 6466 73.6 70.9 70.4 70.9 70.2 8 1981 2293.10 439 5430 62.0 57.0 68.6 59.6 68.8 9 1982 2366.80 439 5499 62.8 61.5 67.8 61.6 68.0 10 1983 2696.10 439 6268 71.6 70.1 68.0 70.1 68.2 11 1984 2990.69 439 6912 78.7 78.2 69.0 77.6 69.1 12 1985 3790.40 439 8705 99.4 99.1 71.6 98.6 71.6 13 1986 2130.53 439 4903 56.0 55.5 70.3 55.4 70.3 14 1987 3011.22 439 6937 79.2 78.6 70.9 78.3 70.9 15 1988 2355.11 439 5398 61.4 61.1 70.2 61.1 70.2 16 1989 2616.31 439 5965 68.1 68.1 70.1 68.0 70.1 17 1990 3745.51 439 8565 97.8 97.4 71.7 97.4 71.7 18 1991 3111.32 439 7123 81.3 80.9 72.2 80.9 72.2 19 1992 2671.29 439 6134 69.8 69.4 72.1 69.3 72.1 20 1993 2549.09 439 5849 66.8 66.5 71.8 66.3 71.8 21 1994 2948.02 439 6733 76.9 76.7 72.0 76.7 72.0 22 1995 2984.63 439 6862 78.3 78.0 72.3 77.6 72.3 23 1996 2245.47 439 5154 58.7 58.4 71.7 58.2 71.7 24 1997 2923.56 439 6712 76.6 76.2 71.9 76.0 71.8 25 1998 3845.36 439 8760 100.0 100.0 73.0 100.0 73.0 26 1999 3359.32 439 7657 87.4 87.4 73.6 87.4 73.5 27 2000 1381.16 439 3149 35.8 35.8 72.2 35.8 72.1 28 2001 2844.61 439 6488 74.1 74.0 72.2 74.0 72.2 29 2002 3393.22 439 7730 88.2 88.2 72.8 88.2 72.8 30 2003 2748.99 439 6253 71.4 71.4 72.7 71.5 72.7 31 2004 3937.86 439 8784 100.0 100.0 73.6 102.1 73.7 32 2005 2382.28 439 5349 61.1 60.8 73.2 62.0 73.3 33 2006 2699.47 439 6025 68.8 68.8 73.1 70.2 73.2 34 2007 2866.64 439 6441 73.5 73.4 73.1 74.5 73.2 35 2008 2738.45 439 6142 69.9 69.7 73.0 71.0 73.2 36 2009 2533.19 439 5667 64.7 64.4 72.8 65.9 73.0 37 2010 969.91 439 2151 24.6 24.5 71.4 25.2 71.7 38 2011 0.00 439 0 0.0 0.0 69.6 0.0 69.8 39 2012 0.00 439 0 0.0 0.0 67.8 0.0 68.0 40 2013 0.00 439 0 0.0 0.0 66.0 0.0 66.3 41 2014 0.00 439 0 0.0 0.0 64.4 0.0 64.6 42 2015 0.00 439 0 0.0 0.0 63.9 0.0 64.1 | SHIMANE-1 | BWR | BWR-3 | Permanent Shutdown | 439 | 439 | 460 | 1380 | 101.88 | THE CHUGOKU ELECTRIC POWER CO., INC. | THE CHUGOKU ELECTRIC POWER CO., INC. | 1970-07-02 | 1973-06-01 | 1973-12-02 | None | None | 2015-04-30 | 1974-03-29 | 0.641 | 0.647 | 0.639 | 387
387 | JAPAN | Year Electricity Supplied [GW.h] Reference Unit Power [MW] Annual Time On Line [h] Operation Factor [%] Energy Availability Factor [%] Load Factor [%] Year Electricity Supplied [GW.h] Reference Unit Power [MW] Annual Time On Line [h] Operation Factor [%] Annual Cumulative Annual Cumulative 0 1974 2660.40 780 4392 94.0 94.0 94.0 92.8 92.8 1 1975 4980.40 780 6938 79.2 72.8 75.8 72.9 75.7 2 1976 3170.10 780 4900 55.8 46.2 62.1 46.3 62.1 3 1977 383.80 780 569 6.5 5.6 44.3 5.6 44.3 4 1978 2762.50 780 4088 46.7 40.4 43.4 40.4 43.4 5 1979 1648.90 780 2269 25.9 24.1 39.7 24.1 39.6 6 1980 2705.10 780 3604 41.0 39.4 39.6 39.5 39.6 7 1981 3990.20 780 5180 59.1 58.3 42.2 58.4 42.2 8 1982 3872.10 780 5085 58.0 56.5 44.0 56.7 44.0 9 1983 5716.20 780 7403 84.5 83.7 48.3 83.7 48.3 10 1984 3537.44 780 4586 52.2 51.4 48.6 51.6 48.6 11 1985 5000.77 780 6473 73.9 72.8 50.8 73.2 50.8 12 1986 5070.31 780 6507 74.3 73.9 52.7 74.2 52.8 13 1987 4701.39 780 6148 70.2 70.2 54.0 68.8 54.0 14 1988 4147.14 780 5351 60.9 60.9 54.5 60.5 54.4 15 1989 4877.26 780 6311 72.0 72.0 55.6 71.4 55.6 16 1990 6265.50 780 8002 91.4 90.8 57.8 91.7 57.8 17 1991 4795.05 780 6202 70.8 68.2 58.4 70.2 58.5 18 1992 4644.96 780 6051 68.9 67.6 58.9 67.8 59.0 19 1993 3299.67 780 4458 50.9 48.4 58.4 48.3 58.5 20 1994 4024.04 780 5146 58.7 58.8 58.4 58.9 58.5 21 1995 6585.13 780 8485 96.9 96.0 60.2 96.4 60.3 22 1996 3358.80 780 4331 49.3 48.8 59.7 49.0 59.8 23 1997 4674.40 780 6000 68.5 68.1 60.0 68.4 60.1 24 1998 6856.82 780 8760 100.0 100.0 61.7 100.4 61.8 25 1999 5704.24 780 7291 83.2 83.2 62.5 83.5 62.7 26 2000 6008.07 780 7716 87.8 87.4 63.5 87.7 63.6 27 2001 6005.80 780 7731 88.2 87.6 64.4 87.9 64.5 28 2002 6056.31 780 7749 88.5 88.4 65.2 88.6 65.4 29 2003 6247.16 780 7637 87.2 87.2 66.0 91.4 66.3 30 2004 5539.92 780 6785 77.2 77.2 66.4 80.9 66.8 31 2005 6222.49 780 7659 87.4 87.1 67.0 91.1 67.5 32 2006 6347.13 780 7811 89.2 89.2 67.7 92.9 68.3 33 2007 6012.94 780 7399 84.5 84.2 68.2 88.0 68.9 34 2008 4935.75 780 6077 69.2 68.8 68.2 72.0 69.0 35 2009 5870.09 780 7193 82.1 81.7 68.6 85.9 69.5 36 2010 7193.46 780 8760 100.0 100.0 69.5 105.3 70.5 37 2011 183.43 780 226 2.6 2.5 67.7 2.7 68.6 38 2012 0.00 780 0 0.0 0.0 65.9 0.0 66.8 39 2013 0.00 780 0 0.0 0.0 64.2 0.0 65.1 40 2014 0.00 780 0 0.0 0.0 62.6 0.0 63.5 41 2015 0.00 780 0 0.0 0.0 61.1 0.0 62.0 42 2016 0.00 780 0 0.0 0.0 59.6 0.0 60.5 43 2017 0.00 780 0 0.0 0.0 58.3 0.0 59.1 44 2018 0.00 780 0 0.0 0.0 57.0 0.0 57.8 45 2019 0.00 780 0 0.0 0.0 55.7 0.0 56.5 46 2020 0.00 780 0 0.0 0.0 54.5 0.0 55.3 47 2021 0.00 780 0 0.0 0.0 53.3 0.0 54.1 | TAKAHAMA-1 | PWR | M (3-loop) | Operational | 780 | 780 | 826 | 2440 | 174.31 | Kansai Electric Power Co. | Kansai Electric Power Co. | 1970-04-25 | 1974-03-14 | 1974-03-27 | None | None | None | 1974-11-14 | 0.541 | 0.542 | 0.533 | 388
388 | JAPAN | Year Electricity Supplied [GW.h] Reference Unit Power [MW] Annual Time On Line [h] Operation Factor [%] Energy Availability Factor [%] Load Factor [%] Year Electricity Supplied [GW.h] Reference Unit Power [MW] Annual Time On Line [h] Operation Factor [%] Annual Cumulative Annual Cumulative 0 1973 5.95 760 97 NaN NaN NaN NaN NaN 1 1974 3670.10 760 6474 86.6 79.4 79.4 79.4 79.4 2 1975 622.10 760 982 11.2 11.2 31.4 9.3 30.0 3 1976 4191.40 760 6918 78.8 62.8 44.4 62.8 43.6 4 1977 49.70 760 96 1.1 0.8 31.6 0.8 31.1 5 1978 3876.30 760 6538 74.6 58.2 37.6 58.2 37.2 6 1979 2976.00 760 4752 54.2 44.7 38.9 44.7 38.6 7 1980 2889.00 760 4619 52.6 43.3 39.6 43.3 39.3 8 1981 3841.80 760 5794 66.1 57.8 42.1 57.7 41.8 9 1982 5290.20 760 7531 86.0 79.4 46.5 79.5 46.3 10 1983 3422.70 760 4934 56.3 51.4 47.0 51.4 46.8 11 1984 3698.72 760 5069 57.7 56.0 47.9 55.4 47.6 12 1985 4266.28 760 5952 68.0 65.1 49.4 64.1 49.1 13 1986 5541.10 760 7478 85.4 84.3 52.2 83.2 51.8 14 1987 3851.08 760 5260 60.0 58.6 52.7 57.8 52.3 15 1988 4101.25 760 5724 65.2 62.3 53.4 61.4 52.9 16 1989 6516.39 760 8760 100.0 100.0 56.4 97.9 55.8 17 1990 3122.76 760 4385 50.1 47.6 55.8 46.9 55.3 18 1991 3853.05 760 5291 60.4 59.3 56.0 57.9 55.4 19 1992 4568.53 760 6261 71.3 69.8 56.8 68.4 56.1 20 1993 4186.70 760 5659 64.6 64.3 57.2 62.9 56.5 21 1994 2265.96 760 3138 35.8 34.7 56.1 34.0 55.4 22 1995 6396.47 760 8520 97.3 97.2 58.0 96.1 57.3 23 1996 5192.32 760 6948 79.1 78.8 58.9 77.8 58.2 24 1997 4618.87 760 6197 70.7 70.3 59.4 69.4 58.7 25 1998 3976.16 760 5352 61.1 60.6 59.4 59.7 58.7 26 1999 3158.38 760 4216 48.1 48.1 59.0 47.4 58.3 27 2000 5167.25 760 6904 78.6 78.6 59.8 77.4 59.0 28 2001 5996.52 760 8036 91.7 91.3 60.9 90.1 60.1 29 2002 5101.02 760 6815 77.8 77.8 61.5 76.6 60.7 30 2003 1601.11 760 2136 24.4 24.3 60.2 24.0 59.5 31 2004 3671.49 760 4949 56.3 55.7 60.1 55.0 59.3 32 2005 3424.94 760 4735 54.0 52.2 59.8 51.4 59.1 33 2006 3219.49 760 4447 50.8 49.1 59.5 48.4 58.7 34 2007 5879.86 760 7891 90.1 89.4 60.4 88.3 59.6 35 2008 5289.60 760 7101 80.8 80.5 61.0 79.2 60.2 36 2009 4903.29 760 6592 75.2 74.9 61.4 73.6 60.6 37 2010 4790.29 760 6493 74.1 72.0 61.7 72.0 60.9 38 2011 1259.17 760 1671 50.1 50.1 61.5 49.7 60.8 | FUKUSHIMA-DAIICHI-2 | BWR | BWR-4 | Permanent Shutdown | 760 | 760 | 784 | 2381 | 148.15 | Tokyo Electric Power Company Holdings, Inc. | Tokyo Electric Power Company Holdings, Inc. | 1969-06-09 | 1973-05-10 | 1973-12-24 | None | None | 2011-05-19 | 1974-07-18 | 0.608 | 0.643 | 0.615 | 389
393 | KOREA, REPUBLIC OF | Year Electricity Supplied [GW.h] ... Load Factor [%] Year Electricity Supplied [GW.h] ... Annual Cumulative 0 1977 Data from a trial operation not provided ... Data from a trial operation not provided Data from a trial operation not provided 1 1978 2143.300 ... 45.0 45.0 2 1979 2952.200 ... 59.8 53.9 3 1980 3258.400 ... 65.8 58.4 4 1981 2708.100 ... 54.8 57.4 5 1982 3559.200 ... 73.1 60.7 6 1983 3065.590 ... 62.9 61.1 7 1984 3236.300 ... 66.3 61.9 8 1985 3158.860 ... 64.9 62.3 9 1986 3279.460 ... 67.3 62.8 10 1987 4557.020 ... 93.6 66.0 11 1988 2220.960 ... 45.5 64.1 12 1989 2735.860 ... 56.2 63.4 13 1990 3500.100 ... 71.9 64.1 14 1991 4365.500 ... 89.6 65.9 15 1992 3640.280 ... 74.5 66.5 16 1993 3824.890 ... 78.5 67.3 17 1994 3223.370 ... 65.2 67.2 18 1995 3969.130 ... 81.5 68.0 19 1996 3748.360 ... 76.8 68.4 20 1997 3844.240 ... 78.9 69.0 21 1998 3783.720 ... 77.7 69.4 22 1999 4153.180 ... 85.3 70.1 23 2000 4514.280 ... 92.4 71.1 24 2001 4636.470 ... 95.2 72.1 25 2002 4146.980 ... 85.1 72.6 26 2003 4550.240 ... 93.4 73.4 27 2004 4637.680 ... 95.0 74.3 28 2005 4149.470 ... 85.2 74.6 29 2006 4527.250 ... 90.2 75.2 30 2007 2142.410 ... 43.0 74.1 31 2008 4604.790 ... 91.0 74.7 32 2009 4823.770 ... 95.6 75.4 33 2010 4902.950 ... 97.2 76.0 34 2011 4396.260 ... 87.1 76.4 35 2012 2554.380 ... 50.5 75.6 36 2013 2515.740 ... 49.9 74.9 37 2014 4295.240 ... 85.1 75.2 38 2015 4168.570 ... 82.6 75.4 39 2016 4521.870 ... 89.4 75.7 40 2017 2312.040 ... 99.0 76.0 [41 rows x 9 columns] | KORI-1 | PWR | WH 60 | Permanent Shutdown | 558 | 576 | 607 | 1729 | 148.55 | Korea Hydro and Nuclear Power Co. | Korea Hydro and Nuclear Power Co. | 1972-08-01 | 1977-06-19 | 1977-06-26 | None | None | 2017-06-18 | 1978-04-29 | 0.76 | 0.795 | 0.788 | 394
394 | KOREA, REPUBLIC OF | Year Electricity Supplied [GW.h] Reference Unit Power [MW] Annual Time On Line [h] ... Energy Availability Factor [%] Load Factor [%] Year Electricity Supplied [GW.h] Reference Unit Power [MW] Annual Time On Line [h] ... Annual Cumulative Annual Cumulative 0 1989 Data Not Provided Data Not Provided Data Not Provided ... Data Not Provided Data Not Provided Data Not Provided Data Not Provided 1 1990 5547.290 920 6395 ... 73.0 73.0 68.8 68.8 2 1991 6671.160 920 7603 ... 86.8 79.9 82.8 75.8 3 1992 7076.880 920 7686 ... 87.5 82.4 87.6 79.7 4 1993 7230.220 920 7693 ... 87.8 83.8 89.7 82.2 5 1994 6889.670 890 7315 ... 81.5 83.3 88.4 83.4 6 1995 7810.260 920 8223 ... 93.4 85.0 96.9 85.7 7 1996 7696.380 920 8151 ... 91.0 85.9 95.2 87.1 8 1997 7055.180 920 7534 ... 84.3 85.7 87.5 87.1 9 1998 7388.870 920 7947 ... 88.3 86.0 91.7 87.6 10 1999 7815.170 920 8748 ... 94.5 86.8 97.0 88.6 11 2000 6836.810 920 7330 ... 82.3 86.4 84.6 88.2 12 2001 7268.560 920 7848 ... 89.2 86.6 90.2 88.4 13 2002 6485.830 920 6939 ... 78.3 86.0 80.5 87.8 14 2003 7253.750 920 7686 ... 87.1 86.1 90.0 87.9 15 2004 7253.740 920 7888 ... 88.6 86.3 89.8 88.0 16 2005 6582.350 920 7218 ... 80.7 85.9 81.7 87.6 17 2006 7882.510 937 8510 ... 96.7 86.6 96.0 88.2 18 2007 7391.650 937 7946 ... 90.0 86.8 90.0 88.2 19 2008 7264.190 942 7752 ... 87.9 86.8 87.8 88.2 20 2009 8258.310 942 8760 ... 100.0 87.5 100.1 88.8 21 2010 7506.860 942 7991 ... 90.8 87.6 91.0 88.9 22 2011 6571.070 942 7003 ... 79.3 87.3 79.6 88.5 23 2012 8325.470 961 8661 ... 98.3 87.8 98.6 89.0 24 2013 7446.490 962 7740 ... 88.0 87.8 88.4 88.9 25 2014 7161.630 965 7430 ... 84.4 87.6 84.7 88.8 26 2015 8449.960 967 8760 ... 99.4 88.1 99.8 89.2 27 2016 7373.630 969 7665 ... 86.6 88.0 86.6 89.1 28 2017 7535.860 969 7858 ... 88.8 88.1 88.8 89.1 29 2018 5046.210 967 5271 ... 59.6 87.0 59.6 88.0 30 2019 6629.490 967 6874 ... 78.1 86.7 78.3 87.7 31 2020 7544.080 967 7849 ... 88.7 86.8 88.8 87.7 32 2021 6260.940 967 6606 ... 73.8 86.4 73.9 87.3 [33 rows x 9 columns] | HANUL-2 | PWR | France CPI | Operational | 967 | 967 | 1010 | 2775 | 231.72 | Korea Hydro and Nuclear Power Co. | Korea Hydro and Nuclear Power Co. | 1983-07-05 | 1989-02-25 | 1989-04-14 | None | None | None | 1989-09-30 | 0.873 | 0.873 | 0.864 | 395
395 | KOREA, REPUBLIC OF | Year Electricity Supplied [GW.h] ... Load Factor [%] Year Electricity Supplied [GW.h] ... Annual Cumulative 0 1994 Data from a trial operation not provided ... Data from a trial operation not provided Data from a trial operation not provided 1 1995 6430.280 ... 102.6 102.6 2 1996 6366.170 ... 76.3 87.6 3 1997 7229.610 ... 86.9 87.3 4 1998 7400.780 ... 88.9 87.7 5 1999 7395.310 ... 88.9 88.0 6 2000 7262.020 ... 87.0 87.8 7 2001 8629.130 ... 103.7 90.2 8 2002 7658.180 ... 92.0 90.4 9 2003 7818.090 ... 93.9 90.8 10 2004 7654.720 ... 91.7 90.9 11 2005 8675.550 ... 104.2 92.1 12 2006 7556.770 ... 87.6 91.7 13 2007 7778.300 ... 90.0 91.6 14 2008 7861.880 ... 89.8 91.5 15 2009 8737.180 ... 100.0 92.1 16 2010 7953.950 ... 91.1 92.0 17 2011 7944.100 ... 91.0 91.9 18 2012 6961.940 ... 79.3 91.2 19 2013 4719.060 ... 54.0 89.2 20 2014 6882.520 ... 78.6 88.6 21 2015 5012.190 ... 57.6 87.1 22 2016 6965.400 ... 79.8 86.7 23 2017 8628.460 ... 99.9 87.3 24 2018 3078.300 ... 35.6 85.1 25 2019 0.000 ... 0.0 81.6 26 2020 783.330 ... 9.0 78.8 27 2021 8655.690 ... 100.2 79.6 [28 rows x 9 columns] | HANBIT-3 | PWR | OPR-1000 | Operational | 950 | 986 | 1041 | 2825 | 183.79 | Korea Hydro and Nuclear Power Co. | Korea Hydro and Nuclear Power Co. | 1989-12-23 | 1994-10-13 | 1994-10-30 | None | None | None | 1995-03-31 | 0.796 | 0.791 | 0.784 | 396
396 | KOREA, REPUBLIC OF | Year Electricity Supplied [GW.h] ... Load Factor [%] Year Electricity Supplied [GW.h] ... Annual Cumulative 0 1995 Data from a trial operation not provided ... Data from a trial operation not provided Data from a trial operation not provided 1 1996 7197.470 ... 86.2 86.2 2 1997 6767.710 ... 81.3 83.8 3 1998 8427.310 ... 101.3 89.6 4 1999 7627.930 ... 91.7 90.1 5 2000 7252.260 ... 86.9 89.5 6 2001 7237.240 ... 87.0 89.1 7 2002 7653.460 ... 92.0 89.5 8 2003 8576.760 ... 103.1 91.2 9 2004 7624.860 ... 91.4 91.2 10 2005 7754.980 ... 93.2 91.4 11 2006 8646.190 ... 99.9 92.2 12 2007 7651.070 ... 88.5 91.9 13 2008 7992.630 ... 91.5 91.8 14 2009 7694.280 ... 88.4 91.6 15 2010 8760.580 ... 100.6 92.2 16 2011 7923.200 ... 91.0 92.1 17 2012 7705.110 ... 88.1 91.9 18 2013 7563.570 ... 86.6 91.6 19 2014 6796.580 ... 77.7 90.8 20 2015 5400.060 ... 62.9 89.4 21 2016 8487.730 ... 99.6 89.9 22 2017 3188.640 ... 37.5 87.5 23 2018 0.000 ... 0.0 83.7 24 2019 0.000 ... 0.0 80.2 25 2020 0.000 ... 0.0 77.0 26 2021 0.000 ... 0.0 74.1 [27 rows x 9 columns] | HANBIT-4 | PWR | OPR-1000 | Operational | 950 | 970 | 1022 | 2825 | 165.87 | Korea Hydro and Nuclear Power Co. | Korea Hydro and Nuclear Power Co. | 1990-05-26 | 1995-07-07 | 1995-07-18 | None | None | None | 1996-01-01 | 0.741 | 0.734 | 0.728 | 397
397 | KOREA, REPUBLIC OF | Year Electricity Supplied [GW.h] Reference Unit Power [MW] Annual Time On Line [h] Operation Factor [%] Energy Availability Factor [%] Load Factor [%] Year Electricity Supplied [GW.h] Reference Unit Power [MW] Annual Time On Line [h] Operation Factor [%] Annual Cumulative Annual Cumulative 0 1998 4822.23 960 5872 97.7 100.0 100.0 99.2 99.2 1 1999 6918.04 960 7149 81.6 79.7 85.7 82.3 87.3 2 2000 7489.09 960 7734 88.0 87.0 86.2 88.8 87.9 3 2001 7922.21 960 8025 91.6 91.2 87.7 94.2 89.7 4 2002 7031.29 960 7824 89.3 89.0 88.0 83.6 88.4 5 2003 7984.26 960 8758 100.0 99.6 90.1 94.9 89.6 6 2004 7187.59 960 7986 90.9 90.0 90.1 85.2 88.9 7 2005 7651.74 960 7834 89.4 87.6 89.8 91.0 89.2 8 2006 8425.90 994 8501 97.0 96.6 90.6 96.8 90.1 9 2007 7901.94 995 7970 91.0 90.4 90.6 90.7 90.2 10 2008 8034.73 994 8122 92.5 91.7 90.7 92.0 90.4 11 2009 8149.75 994 8225 93.9 93.2 90.9 93.6 90.6 12 2010 8740.74 994 8760 100.0 99.9 91.6 100.4 91.4 13 2011 7873.04 994 7960 90.9 90.0 91.5 90.4 91.4 14 2012 6056.35 994 6130 69.8 69.1 89.9 69.4 89.8 15 2013 8731.76 994 8760 100.0 99.9 90.6 100.3 90.5 16 2014 3609.51 997 3739 42.7 41.3 87.5 41.3 87.4 17 2015 8717.66 997 8760 100.0 99.8 88.2 99.8 88.2 18 2016 4601.49 997 4708 53.6 52.5 86.3 52.5 86.2 19 2017 8047.45 997 8122 92.7 92.1 86.6 92.1 86.5 20 2018 5868.02 997 5935 67.8 67.1 85.6 67.2 85.6 21 2019 6616.04 997 6687 76.3 75.7 85.2 75.8 85.1 22 2020 8772.41 997 8784 100.0 100.0 85.8 100.2 85.8 23 2021 5773.46 997 5868 67.0 66.0 85.0 66.1 84.9 | HANUL-3 | PWR | OPR-1000 | Operational | 997 | 997 | 1051 | 2825 | 174.98 | Korea Hydro and Nuclear Power Co. | Korea Hydro and Nuclear Power Co. | 1993-07-21 | 1997-12-21 | 1998-01-06 | None | None | None | 1998-08-11 | 0.849 | 0.857 | 0.85 | 398
398 | KOREA, REPUBLIC OF | Year Electricity Supplied [GW.h] ... Load Factor [%] Year Electricity Supplied [GW.h] ... Annual Cumulative 0 1998 Data from a trial operation not provided ... Data from a trial operation not provided Data from a trial operation not provided 1 1999 " ... " " 2 2000 7042.470 ... 83.5 83.5 3 2001 7732.330 ... 92.0 87.7 4 2002 7311.290 ... 86.9 87.5 5 2003 7922.450 ... 94.2 89.2 6 2004 8623.080 ... 102.3 91.8 7 2005 8003.010 ... 95.2 92.3 8 2006 7886.160 ... 90.7 92.1 9 2007 7912.850 ... 91.1 92.0 10 2008 8762.750 ... 100.0 92.9 11 2009 7924.370 ... 90.6 92.6 12 2010 8110.600 ... 92.8 92.7 13 2011 6023.710 ... 68.9 90.6 14 2012 0.000 ... 0.0 83.5 15 2013 3307.100 ... 37.8 80.2 16 2014 8570.940 ... 97.9 81.4 17 2015 7322.330 ... 83.7 81.6 18 2016 5274.950 ... 60.1 80.3 19 2017 8198.680 ... 93.7 81.0 20 2018 6698.250 ... 76.5 80.8 21 2019 8344.450 ... 95.4 81.5 22 2020 7497.570 ... 85.4 81.7 23 2021 6182.870 ... 70.6 81.2 [24 rows x 9 columns] | HANUL-4 | PWR | OPR-1000 | Operational | 950 | 999 | 1053 | 2825 | 161.73 | Korea Hydro and Nuclear Power Co. | Korea Hydro and Nuclear Power Co. | 1993-11-01 | 1998-12-14 | 1998-12-28 | None | None | None | 1999-12-31 | 0.812 | 0.816 | 0.803 | 399
399 | KOREA, REPUBLIC OF | Year Electricity Supplied [GW.h] Reference Unit Power [MW] Annual Time On Line [h] Operation Factor [%] Energy Availability Factor [%] Load Factor [%] Year Electricity Supplied [GW.h] Reference Unit Power [MW] Annual Time On Line [h] Operation Factor [%] Annual Cumulative Annual Cumulative 0 1998 3460.26 650 5326 96.4 96.1 96.1 98.9 98.9 1 1999 4696.65 650 7008 80.0 80.2 85.6 82.5 88.0 2 2000 5925.22 650 8784 100.0 99.9 91.3 103.8 94.3 3 2001 4923.93 650 7409 84.6 85.3 89.6 86.5 92.1 4 2002 5043.33 650 8083 92.3 91.8 90.1 88.6 91.3 5 2003 5579.53 650 8176 93.3 93.1 90.6 98.0 92.5 6 2004 5540.29 650 8152 92.8 92.2 90.9 97.0 93.2 7 2005 5997.86 650 8760 100.0 100.0 92.1 105.3 94.8 8 2006 5617.76 682 8205 93.7 93.4 92.3 94.0 94.7 9 2007 5826.59 681 8239 94.0 93.8 92.4 97.7 95.0 10 2008 5761.08 707 8129 92.5 92.6 92.4 92.8 94.8 11 2009 5882.54 707 8287 94.6 94.3 92.6 95.0 94.8 12 2010 5986.43 707 8433 96.3 96.2 92.9 96.7 95.0 13 2011 6014.37 707 8477 96.8 96.4 93.2 97.1 95.2 14 2012 5460.60 686 7827 89.1 88.7 92.9 90.6 94.8 15 2013 5453.06 684 7937 90.6 90.4 92.7 91.0 94.6 16 2014 4968.56 665 7371 84.1 84.0 92.2 85.3 94.0 17 2015 5528.96 665 8313 94.9 94.7 92.3 94.9 94.1 18 2016 4046.37 651 6216 70.8 70.4 91.2 70.8 92.8 19 2017 1857.46 648 2890 33.0 32.8 88.3 32.7 89.9 20 2018 4116.18 641 6432 73.4 73.2 87.6 73.3 89.1 21 2019 3261.26 630 5184 59.2 58.2 86.3 59.1 87.8 22 2020 3480.85 627 5542 63.1 62.3 85.3 63.2 86.8 23 2021 4704.12 607 7665 87.5 86.6 85.3 88.5 86.8 | WOLSONG-3 | PHWR | CANDU 6 | Operational | 665 | 607 | 628 | 2061 | 120.57 | Korea Hydro and Nuclear Power Co. | Korea Hydro and Nuclear Power Co. | 1994-03-17 | 1998-02-19 | 1998-03-25 | None | None | None | 1998-07-01 | 0.868 | 0.853 | 0.853 | 400
400 | KOREA, REPUBLIC OF | Year Electricity Supplied [GW.h] Reference Unit Power [MW] Annual Time On Line [h] Operation Factor [%] Energy Availability Factor [%] Load Factor [%] Year Electricity Supplied [GW.h] Reference Unit Power [MW] Annual Time On Line [h] Operation Factor [%] Annual Cumulative Annual Cumulative 0 1999 1489.23 650 2208 100.0 99.9 99.9 103.8 103.8 1 2000 5423.32 650 8033 91.4 91.4 93.1 95.0 96.8 2 2001 5493.17 650 8110 92.6 92.6 92.8 96.5 96.6 3 2002 5448.11 650 7971 91.0 90.8 92.2 95.7 96.3 4 2003 5601.86 650 8225 93.9 93.5 92.5 98.4 96.8 5 2004 5620.95 650 8209 93.4 93.2 92.6 98.4 97.1 6 2005 5657.87 650 8254 94.2 93.8 92.8 99.4 97.5 7 2006 6028.31 685 8760 100.0 100.0 93.9 100.5 97.9 8 2007 5770.36 685 8157 93.1 92.8 93.7 96.2 97.7 9 2008 5861.40 708 8271 94.2 94.2 93.8 94.2 97.3 10 2009 5714.06 708 8079 92.2 92.4 93.6 92.1 96.8 11 2010 5831.20 708 8218 93.8 93.7 93.6 94.0 96.5 12 2011 5828.85 708 8215 93.8 93.5 93.6 94.0 96.3 13 2012 6105.67 694 8702 99.1 98.6 94.0 100.2 96.6 14 2013 5364.39 688 7761 88.6 88.3 93.6 89.0 96.0 15 2014 4970.75 669 7307 83.4 83.3 92.9 84.8 95.3 16 2015 5117.75 669 7636 87.2 87.1 92.6 87.3 94.8 17 2016 4334.90 653 6720 76.5 75.9 91.6 75.6 93.8 18 2017 5517.85 635 8760 100.0 99.6 92.1 99.2 94.0 19 2018 4494.93 622 7354 84.0 83.2 91.6 82.5 93.5 20 2019 4420.51 609 7310 83.4 82.1 91.2 82.9 93.0 21 2020 4126.51 600 6872 78.2 77.3 90.6 78.3 92.4 22 2021 4307.32 575 7376 84.2 83.4 90.3 85.5 92.1 | WOLSONG-4 | PHWR | CANDU 6 | Operational | 669 | 575 | 595 | 2061 | 121.02 | Korea Hydro and Nuclear Power Co. | Korea Hydro and Nuclear Power Co. | 1994-07-22 | 1999-04-10 | 1999-05-21 | None | None | None | 1999-10-01 | 0.921 | 0.905 | 0.903 | 401
401 | KOREA, REPUBLIC OF | Year Electricity Supplied [GW.h] ... Load Factor [%] Year Electricity Supplied [GW.h] ... Annual Cumulative 0 2001 Data from a trial operation not provided ... Data from a trial operation not provided Data from a trial operation not provided 1 2002 5006.770 ... 102.6 102.6 2 2003 6694.370 ... 80.4 88.6 3 2004 5524.510 ... 66.2 79.9 4 2005 7748.430 ... 93.1 83.6 5 2006 7688.250 ... 88.9 84.8 6 2007 8601.740 ... 99.2 87.4 7 2008 7807.370 ... 90.0 87.8 8 2009 7857.490 ... 90.8 88.2 9 2010 8457.740 ... 97.7 89.4 10 2011 8183.750 ... 94.6 89.9 11 2012 6244.610 ... 71.6 88.1 12 2013 8191.470 ... 93.8 88.6 13 2014 6918.100 ... 79.4 87.9 14 2015 7004.720 ... 80.4 87.3 15 2016 8671.060 ... 99.3 88.2 16 2017 6655.110 ... 76.4 87.4 17 2018 7265.080 ... 83.6 87.2 18 2019 8613.690 ... 99.1 87.9 19 2020 2688.510 ... 30.8 84.8 20 2021 1624.650 ... 18.7 81.4 [21 rows x 9 columns] | HANBIT-5 | PWR | OPR-1000 | Operational | 992 | 992 | 1050 | 2825 | 139.32 | Korea Hydro and Nuclear Power Co. | Korea Hydro and Nuclear Power Co. | 1997-06-29 | 2001-11-24 | 2001-12-19 | None | None | None | 2002-05-21 | 0.814 | 0.814 | 0.806 | 402
402 | KOREA, REPUBLIC OF | Year Electricity Supplied [GW.h] Reference Unit Power [MW] Annual Time On Line [h] Operation Factor [%] Energy Availability Factor [%] Load Factor [%] Year Electricity Supplied [GW.h] Reference Unit Power [MW] Annual Time On Line [h] Operation Factor [%] Annual Cumulative Annual Cumulative 0 2002 1058.41 996 1461 NaN NaN NaN NaN NaN 1 2003 7652.19 950 7728 88.2 88.2 88.2 92.0 92.0 2 2004 6354.49 950 6449 73.4 72.8 80.5 76.2 84.0 3 2005 7137.13 950 7906 90.2 88.8 83.2 85.8 84.6 4 2006 7988.59 993 8064 92.0 91.5 85.4 91.8 86.5 5 2007 7859.23 993 7957 90.8 90.1 86.4 90.4 87.3 6 2008 7914.57 996 8073 91.9 90.9 87.1 90.5 87.8 7 2009 8501.44 996 8606 98.2 97.6 88.6 97.4 89.2 8 2010 7961.42 996 8060 92.0 91.2 89.0 91.2 89.5 9 2011 8090.64 996 8179 93.4 92.6 89.4 92.7 89.8 10 2012 7231.21 993 7325 83.4 82.7 88.7 82.9 89.1 11 2013 8531.74 995 8631 98.5 97.7 89.5 97.9 90.0 12 2014 7110.37 993 7235 82.6 81.6 88.9 81.7 89.3 13 2015 8006.79 993 8122 92.7 91.9 89.1 92.0 89.5 14 2016 7559.26 993 7667 87.3 86.5 88.9 86.7 89.3 15 2017 4576.12 993 4642 53.0 52.6 86.5 52.6 86.8 16 2018 7934.90 993 8042 91.8 91.1 86.8 91.2 87.1 17 2019 6367.31 993 6446 73.6 73.0 86.0 73.2 86.3 18 2020 8714.05 993 8784 100.0 99.7 86.7 99.9 87.0 19 2021 5425.44 993 5532 63.2 62.2 85.4 62.4 85.7 | HANBIT-6 | PWR | OPR-1000 | Operational | 993 | 993 | 1053 | 2825 | 142.64 | Korea Hydro and Nuclear Power Co. | Korea Hydro and Nuclear Power Co. | 1997-11-20 | 2002-09-01 | 2002-09-16 | None | None | None | 2002-12-24 | 0.857 | 0.861 | 0.854 | 403
403 | KOREA, REPUBLIC OF | Year Electricity Supplied [GW.h] Reference Unit Power [MW] Annual Time On Line [h] Operation Factor [%] Energy Availability Factor [%] Load Factor [%] Year Electricity Supplied [GW.h] Reference Unit Power [MW] Annual Time On Line [h] Operation Factor [%] Annual Cumulative Annual Cumulative 0 2003 18.43 1001 188 NaN NaN NaN NaN NaN 1 2004 4415.65 960 4963 97.9 97.9 97.9 101.4 101.4 2 2005 7321.60 960 7409 84.6 83.8 88.0 87.1 91.3 3 2006 7882.81 994 7925 90.5 90.6 89.1 90.5 91.0 4 2007 8025.93 995 8115 92.6 91.9 89.9 92.1 91.3 5 2008 8763.82 1001 8784 100.0 99.9 92.2 99.7 93.2 6 2009 7924.16 1001 7988 91.2 90.8 91.9 90.4 92.7 7 2010 8160.25 997 8245 94.1 93.2 92.1 93.4 92.8 8 2011 8052.72 997 8106 92.5 92.0 92.1 92.2 92.7 9 2012 8773.91 998 8784 100.0 99.9 93.0 100.1 93.6 10 2013 7476.53 996 7544 86.1 85.4 92.2 85.7 92.8 11 2014 7349.72 998 7408 84.6 84.0 91.4 84.1 91.9 12 2015 8687.64 998 8742 99.8 99.1 92.1 99.4 92.6 13 2016 6877.61 998 6961 79.2 78.4 91.0 78.4 91.4 14 2017 6663.73 998 6707 76.6 82.3 90.4 76.2 90.3 15 2018 6962.42 998 7097 81.0 79.6 89.6 79.6 89.6 16 2019 6467.68 998 6575 75.1 74.0 88.6 74.0 88.5 17 2020 8750.36 998 8784 100.0 99.8 89.3 99.8 89.2 18 2021 7383.73 998 7478 85.4 84.5 89.0 84.5 89.0 | HANUL-5 | PWR | OPR-1000 | Operational | 950 | 998 | 1049 | 2825 | 136.23 | Korea Hydro and Nuclear Power Co. | Korea Hydro and Nuclear Power Co. | 1999-10-01 | 2003-11-28 | 2003-12-18 | None | None | None | 2004-07-29 | 0.89 | 0.892 | 0.89 | 404
404 | KOREA, REPUBLIC OF | Year Electricity Supplied [GW.h] Reference Unit Power [MW] Annual Time On Line [h] ... Energy Availability Factor [%] Load Factor [%] Year Electricity Supplied [GW.h] Reference Unit Power [MW] Annual Time On Line [h] ... Annual Cumulative Annual Cumulative 0 1983 Data Not Provided Data Not Provided Data Not Provided ... Data Not Provided Data Not Provided Data Not Provided Data Not Provided 1 1984 4086.380 605 6876 ... 76.1 76.1 76.9 76.9 2 1985 3731.400 605 6641 ... 69.8 73.0 70.4 73.6 3 1986 3945.200 605 6555 ... 74.8 73.6 74.4 73.9 4 1987 4265.440 605 7251 ... 81.6 75.6 80.5 75.6 5 1988 4504.670 605 7275 ... 82.8 77.0 84.8 77.4 6 1989 5062.770 605 8387 ... 95.7 80.2 95.5 80.4 7 1990 4349.880 605 7381 ... 84.3 80.7 82.1 80.7 8 1991 4553.980 605 7512 ... 85.8 81.4 85.9 81.3 9 1992 4517.200 605 7469 ... 85.0 81.8 85.0 81.7 10 1993 4186.980 605 7048 ... 80.5 81.6 79.0 81.4 11 1994 4693.890 605 7685 ... 86.5 82.1 88.6 82.1 12 1995 5106.610 605 8370 ... 94.7 83.1 96.4 83.3 13 1996 4673.920 605 7668 ... 86.0 83.4 88.0 83.6 14 1997 4620.330 605 7639 ... 86.6 83.6 87.2 83.9 15 1998 4697.630 605 7541 ... 84.9 83.7 88.6 84.2 16 1999 4672.240 605 7472 ... 83.6 83.7 88.2 84.5 17 2000 4914.700 605 7812 ... 90.1 84.1 92.5 84.9 18 2001 4807.760 605 7650 ... 87.3 84.2 90.7 85.2 19 2002 5051.220 605 7982 ... 90.6 84.6 95.3 85.8 20 2003 4844.240 605 7709 ... 85.4 84.6 91.4 86.1 21 2004 5501.540 605 8602 ... 97.8 85.2 103.5 86.9 22 2005 5151.510 605 8080 ... 92.0 85.6 97.2 87.4 23 2006 5099.160 637 7984 ... 90.8 85.8 91.4 87.6 24 2007 5011.020 637 7886 ... 89.2 85.9 89.8 87.6 25 2008 4933.940 637 7771 ... 87.6 86.0 88.2 87.7 26 2009 5176.870 637 8110 ... 92.2 86.3 92.8 87.9 27 2010 5025.590 637 7921 ... 90.0 86.4 90.1 88.0 28 2011 5497.790 637 8578 ... 97.8 86.8 98.5 88.4 29 2012 4703.690 637 7606 ... 84.0 86.7 84.1 88.2 30 2013 4501.640 639 7118 ... 80.3 86.5 80.4 87.9 31 2014 5127.370 640 8035 ... 91.2 86.7 91.5 88.0 32 2015 4446.100 640 6923 ... 78.7 86.4 79.3 87.8 33 2016 3769.970 640 5935 ... 66.8 85.8 67.1 87.1 34 2017 5631.940 640 8760 ... 100.0 86.2 100.5 87.5 35 2018 2694.130 640 4356 ... 47.8 85.1 48.0 86.4 36 2019 5620.150 640 8760 ... 99.9 85.5 100.2 86.8 37 2020 2064.650 640 3327 ... 36.6 84.1 36.7 85.4 38 2021 5502.380 640 8584 ... 97.8 84.5 98.1 85.7 [39 rows x 9 columns] | KORI-2 | PWR | WH F | Operational | 618 | 640 | 681 | 1882 | 180.12 | Korea Hydro and Nuclear Power Co. | Korea Hydro and Nuclear Power Co. | 1977-12-23 | 1983-04-09 | 1983-04-22 | None | None | None | 1983-07-25 | 0.857 | 0.853 | 0.845 | 405
405 | KOREA, REPUBLIC OF | Year Electricity Supplied [GW.h] Reference Unit Power [MW] Annual Time On Line [h] Operation Factor [%] Energy Availability Factor [%] Load Factor [%] Year Electricity Supplied [GW.h] Reference Unit Power [MW] Annual Time On Line [h] Operation Factor [%] Annual Cumulative Annual Cumulative 0 2005 6010.96 960 6041 99.1 98.8 98.8 102.6 102.6 1 2006 7409.91 991 7543 86.1 86.6 91.4 85.4 92.2 2 2007 7911.30 994 8022 91.6 90.9 91.2 90.9 91.7 3 2008 8107.89 1001 8168 93.0 92.6 91.6 92.2 91.8 4 2009 8694.52 1001 8724 99.6 99.5 93.3 99.2 93.4 5 2010 7991.04 997 8055 92.0 91.4 93.0 91.5 93.1 6 2011 8090.56 997 8168 93.2 92.5 92.9 92.6 93.0 7 2012 7703.15 997 7763 88.4 87.8 92.2 88.0 92.3 8 2013 8716.35 996 8760 100.0 99.8 93.1 99.9 93.2 9 2014 7734.99 997 7810 89.2 88.5 92.6 88.6 92.7 10 2015 6465.70 997 6545 74.7 74.0 90.9 74.0 91.0 11 2016 8765.47 997 8784 100.0 99.8 91.6 100.1 91.8 12 2017 6830.58 997 6928 79.1 78.2 90.6 78.2 90.7 13 2018 7343.97 997 7419 84.7 84.1 90.1 84.1 90.2 14 2019 6739.28 997 6843 78.1 77.1 89.2 77.2 89.3 15 2020 6559.04 997 6607 75.2 74.8 88.3 74.9 88.4 16 2021 8708.44 997 8760 100.0 99.7 89.0 99.7 89.1 | HANUL-6 | PWR | OPR-1000 | Operational | 950 | 997 | 1050 | 2825 | 130.86 | Korea Hydro and Nuclear Power Co. | Korea Hydro and Nuclear Power Co. | 2000-09-29 | 2004-12-16 | 2005-01-07 | None | None | None | 2005-04-22 | 0.891 | 0.894 | 0.89 | 406
406 | KOREA, REPUBLIC OF | Year Electricity Supplied [GW.h] Reference Unit Power [MW] Annual Time On Line [h] Operation Factor [%] Energy Availability Factor [%] Load Factor [%] Year Electricity Supplied [GW.h] Reference Unit Power [MW] Annual Time On Line [h] Operation Factor [%] Annual Cumulative Annual Cumulative 0 1982 305.30 628 744 NaN NaN NaN NaN NaN 1 1983 2893.20 628 6255 76.1 60.7 60.7 60.8 60.8 2 1984 3693.18 629 6202 70.6 66.8 64.4 66.8 64.4 3 1985 5246.51 629 8277 94.5 94.0 75.4 95.2 75.9 4 1986 4420.41 629 7079 80.8 80.8 76.9 80.2 77.1 5 1987 5155.79 629 8185 93.4 93.9 80.6 93.6 80.6 6 1988 4415.35 629 7033 80.1 80.1 80.5 79.9 80.5 7 1989 5053.16 629 8036 91.7 68.8 78.7 91.7 82.2 8 1990 4770.32 629 7532 86.0 86.0 79.7 86.6 82.8 9 1991 5061.97 629 7927 90.5 90.5 80.9 91.9 83.8 10 1992 4843.34 629 7510 85.5 85.5 81.4 87.7 84.2 11 1993 5611.30 629 8671 99.0 99.0 83.0 101.8 85.9 12 1994 4583.12 629 7150 81.6 80.4 82.8 83.2 85.6 13 1995 4647.11 629 7266 83.0 80.9 82.6 84.3 85.5 14 1996 4508.18 629 7029 80.0 78.0 82.3 81.6 85.2 15 1997 5689.60 629 8732 99.7 99.6 83.5 103.3 86.5 16 1998 4360.38 629 6730 76.8 76.5 83.0 79.1 86.0 17 1999 4612.95 629 7087 80.9 80.7 82.9 83.7 85.9 18 2000 4511.59 629 6993 79.6 79.0 82.7 81.7 85.6 19 2001 4621.98 629 7153 81.7 81.3 82.6 83.9 85.5 20 2002 5516.16 629 8543 97.5 97.1 83.3 100.1 86.3 21 2003 4979.97 629 7715 88.1 88.1 83.6 90.4 86.5 22 2004 5027.48 629 7855 89.4 88.2 83.8 91.0 86.7 23 2005 4296.28 629 7261 82.9 75.9 83.4 78.0 86.3 24 2006 4627.58 578 7998 91.3 90.2 83.7 91.4 86.5 25 2007 4721.95 578 7955 90.8 88.3 83.9 93.3 86.8 26 2008 4885.57 597 8387 95.5 91.8 84.2 93.2 87.0 27 2009 1218.27 597 2150 24.5 23.2 82.0 23.3 84.7 28 2010 0.00 597 0 0.0 0.0 79.1 0.0 81.8 29 2011 2821.19 660 4402 50.2 48.5 78.0 48.8 80.5 30 2012 4132.59 657 6280 71.5 82.2 78.2 71.6 80.2 31 2013 0.00 657 0 0.0 100.0 78.9 0.0 77.5 32 2014 0.00 657 0 0.0 100.0 79.6 0.0 74.9 33 2015 3059.91 657 4787 54.6 73.3 79.4 53.2 74.2 34 2016 3091.81 657 4768 54.3 53.6 78.6 53.6 73.6 35 2017 2336.64 661 3544 40.5 40.4 77.4 40.4 72.6 36 2018 0.00 661 0 0.0 0.0 75.2 0.0 70.4 37 2019 0.00 661 0 0.0 0.0 73.1 0.0 68.5 | WOLSONG-1 | PHWR | CANDU 6 | Permanent Shutdown | 629 | 661 | 683 | 2061 | 140.27 | Korea Hydro and Nuclear Power Co. | Korea Hydro and Nuclear Power Co. | 1977-10-30 | 1982-11-21 | 1982-12-31 | None | None | 2019-12-24 | 1983-04-22 | 0.685 | 0.687 | 0.731 | 407
407 | KOREA, REPUBLIC OF | Year Electricity Supplied [GW.h] Reference Unit Power [MW] Annual Time On Line [h] Operation Factor [%] Energy Availability Factor [%] Load Factor [%] Year Electricity Supplied [GW.h] Reference Unit Power [MW] Annual Time On Line [h] Operation Factor [%] Annual Cumulative Annual Cumulative 0 1997 3294.95 650 5296 95.1 94.7 94.7 97.7 97.7 1 1998 4788.68 650 7144 81.6 81.0 85.6 84.1 88.7 2 1999 5211.77 650 7754 88.5 88.1 86.6 91.5 89.8 3 2000 5346.81 650 7843 89.3 91.5 88.0 93.6 90.9 4 2001 5585.43 650 8188 93.5 92.8 89.1 98.1 92.5 5 2002 5265.98 650 7717 88.1 87.7 88.8 92.5 92.5 6 2003 5480.58 650 8015 91.5 91.2 89.2 96.2 93.1 7 2004 5465.46 650 8015 91.2 90.9 89.4 95.7 93.4 8 2005 5641.29 650 8243 94.1 93.9 89.9 99.1 94.1 9 2006 5975.85 684 8711 99.4 99.3 91.0 99.7 94.7 10 2007 5618.82 683 7948 90.7 90.6 90.9 93.9 94.6 11 2008 5700.28 710 8081 92.0 92.0 91.0 91.4 94.3 12 2009 5845.94 710 8265 94.4 93.9 91.3 94.0 94.3 13 2010 5774.27 710 8152 93.1 92.7 91.4 92.8 94.2 14 2011 6124.72 710 8760 100.0 98.4 91.9 98.5 94.5 15 2012 5572.93 673 8187 93.2 92.8 92.0 94.3 94.5 16 2013 4797.42 655 7207 82.3 82.2 91.4 82.9 93.8 17 2014 5194.82 650 7954 90.8 90.8 91.3 90.8 93.6 18 2015 5143.35 652 7921 90.4 90.0 91.3 90.1 93.4 19 2016 4219.27 647 6525 74.3 73.9 90.4 74.2 92.5 20 2017 4981.05 632 7947 90.7 90.2 90.4 90.0 92.4 21 2018 4449.94 611 7190 82.1 82.0 90.0 83.1 92.0 22 2019 4840.92 606 7920 90.4 89.6 90.0 91.2 91.9 23 2020 3900.78 596 6558 74.7 73.7 89.4 74.5 91.3 24 2021 4781.06 582 8248 94.2 92.8 89.5 93.8 91.4 | WOLSONG-2 | PHWR | CANDU 6 | Operational | 652 | 582 | 592 | 2061 | 130.08 | Korea Hydro and Nuclear Power Co. | Korea Hydro and Nuclear Power Co. | 1992-09-25 | 1997-01-29 | 1997-04-01 | None | None | None | 1997-07-01 | 0.914 | 0.897 | 0.895 | 408
408 | KOREA, REPUBLIC OF | Year Electricity Supplied [GW.h] Reference Unit Power [MW] Annual Time On Line [h] ... Energy Availability Factor [%] Load Factor [%] Year Electricity Supplied [GW.h] Reference Unit Power [MW] Annual Time On Line [h] ... Annual Cumulative Annual Cumulative 0 1985 Data Not Provided Data Not Provided Data Not Provided ... Data Not Provided Data Not Provided Data Not Provided Data Not Provided 1 1986 5611.720 895 6529 ... 73.3 73.3 71.6 71.6 2 1987 5804.810 895 6665 ... 78.8 76.0 74.0 72.8 3 1988 6119.710 895 7005 ... 79.8 77.3 77.8 74.5 4 1989 6591.970 895 7206 ... 82.3 78.5 84.1 76.9 5 1990 6838.130 895 7923 ... 90.4 80.9 87.2 79.0 6 1991 5902.460 895 6578 ... 75.1 79.9 75.3 78.3 7 1992 6746.170 895 7349 ... 83.7 80.5 85.8 79.4 8 1993 7121.810 895 7721 ... 88.1 81.4 90.8 80.8 9 1994 6545.310 890 7128 ... 79.2 81.2 84.0 81.2 10 1995 6015.470 895 6863 ... 73.8 80.4 76.7 80.7 11 1996 7939.720 895 8431 ... 95.4 81.8 101.0 82.6 12 1997 6051.910 895 6503 ... 73.8 81.1 77.2 82.1 13 1998 6902.530 895 7325 ... 82.8 81.3 88.0 82.6 14 1999 7231.820 895 7615 ... 86.3 81.6 92.2 83.3 15 2000 8094.330 895 8399 ... 95.6 82.6 103.0 84.6 16 2001 7570.250 895 7881 ... 89.4 83.0 96.6 85.3 17 2002 7684.800 895 8062 ... 90.9 83.4 98.0 86.1 18 2003 8387.430 895 8689 ... 99.0 84.3 107.0 87.2 19 2004 7312.460 895 7630 ... 86.6 84.4 93.0 87.6 20 2005 7562.170 895 7885 ... 89.4 84.7 96.4 88.0 21 2006 7461.770 963 7813 ... 88.3 84.9 88.4 88.0 22 2007 8214.160 964 8503 ... 96.4 85.4 97.3 88.5 23 2008 7564.390 979 7854 ... 88.8 85.6 88.0 88.4 24 2009 7599.620 1007 7820 ... 89.0 85.7 88.4 88.4 25 2010 8799.700 1007 8732 ... 99.6 86.4 99.8 88.9 26 2011 8025.130 1011 7971 ... 90.6 86.5 90.6 89.0 27 2012 6933.060 1011 6875 ... 77.9 86.2 78.1 88.6 28 2013 8861.520 1011 8760 ... 99.9 86.7 100.1 89.0 29 2014 7384.180 1011 7332 ... 83.3 86.6 83.4 88.8 30 2015 7155.510 1011 7119 ... 80.7 86.4 80.8 88.5 31 2016 8860.960 1011 8784 ... 99.8 86.8 99.8 88.9 32 2017 432.360 1011 442 ... 4.9 84.1 4.9 86.1 33 2018 5606.180 1011 5610 ... 63.3 83.4 63.3 85.3 34 2019 6008.100 1011 5962 ... 67.8 82.9 67.8 84.8 35 2020 6991.450 1011 6953 ... 78.7 82.8 78.7 84.6 36 2021 5582.700 1011 5576 ... 63.0 82.2 63.0 83.9 [37 rows x 9 columns] | KORI-3 | PWR | WH F | Operational | 1001 | 1011 | 1046 | 2912 | 253.43 | Korea Hydro and Nuclear Power Co. | Korea Hydro and Nuclear Power Co. | 1979-10-01 | 1985-01-01 | 1985-01-22 | None | None | None | 1985-09-30 | 0.839 | 0.829 | 0.822 | 409
409 | KOREA, REPUBLIC OF | Year Electricity Supplied [GW.h] Reference Unit Power [MW] Annual Time On Line [h] ... Energy Availability Factor [%] Load Factor [%] Year Electricity Supplied [GW.h] Reference Unit Power [MW] Annual Time On Line [h] ... Annual Cumulative Annual Cumulative 0 1985 220.570 1007 1104 ... NaN NaN NaN NaN 1 1986 Data Not Provided Data Not Provided Data Not Provided ... Data Not Provided Data Not Provided Data Not Provided Data Not Provided 2 1987 5860.820 895 6707 ... 78.0 78.0 74.8 74.8 3 1988 5909.080 895 7006 ... 79.8 78.9 75.2 75.0 4 1989 6177.370 895 6763 ... 77.2 78.3 78.8 76.2 5 1990 6230.030 895 7140 ... 81.5 79.1 79.5 77.0 6 1991 6353.020 895 7011 ... 80.0 79.3 81.0 77.8 7 1992 6652.320 895 7266 ... 82.7 79.9 84.6 79.0 8 1993 6835.920 895 7456 ... 85.1 80.6 87.2 80.1 9 1994 7455.100 890 8160 ... 90.0 81.8 95.6 82.1 10 1995 6950.570 890 7824 ... 89.3 82.6 89.2 82.8 11 1996 6678.430 895 7147 ... 80.0 82.4 85.0 83.1 12 1997 7014.210 895 7450 ... 84.4 82.5 89.5 83.6 13 1998 8433.700 895 8760 ... 100.0 84.0 107.6 85.6 14 1999 7128.950 895 7451 ... 84.6 84.0 90.9 86.0 15 2000 7334.350 895 7578 ... 86.2 84.2 93.3 86.6 16 2001 7615.100 895 7929 ... 90.0 84.6 97.1 87.3 17 2002 8495.500 895 8760 ... 100.0 85.5 108.4 88.6 18 2003 7596.960 895 7913 ... 89.6 85.8 96.9 89.1 19 2004 7378.560 895 7669 ... 86.8 85.8 93.8 89.3 20 2005 8397.180 895 8695 ... 99.2 86.5 107.1 90.3 21 2006 7520.380 967 7824 ... 90.7 86.8 88.8 90.2 22 2007 7500.920 966 7967 ... 88.0 86.8 88.6 90.1 23 2008 8348.250 977 8674 ... 97.6 87.4 97.3 90.5 24 2009 7836.760 1007 7779 ... 89.0 87.4 89.1 90.4 25 2010 8218.180 1007 8217 ... 93.6 87.7 93.2 90.5 26 2011 8210.900 1009 8227 ... 92.8 87.9 92.9 90.6 27 2012 8871.960 1007 8784 ... 100.0 88.4 100.3 91.0 28 2013 6681.280 1010 6680 ... 75.3 87.9 75.5 90.4 29 2014 7635.090 1010 7579 ... 86.0 87.8 86.3 90.2 30 2015 8566.930 1012 8488 ... 96.6 88.2 96.6 90.5 31 2016 7786.100 1012 7746 ... 87.6 88.2 87.6 90.4 32 2017 2088.180 1012 2069 ... 23.6 85.9 23.6 88.0 33 2018 6320.550 1012 6279 ... 71.3 85.4 71.3 87.5 34 2019 4521.890 1012 4546 ... 51.0 84.3 51.0 86.3 35 2020 7250.240 1012 7222 ... 81.5 84.2 81.6 86.2 36 2021 5660.060 1012 5649 ... 63.8 83.6 63.8 85.5 [37 rows x 9 columns] | KORI-4 | PWR | WH F | Operational | 1012 | 1012 | 1046 | 2912 | 254.22 | Korea Hydro and Nuclear Power Co. | Korea Hydro and Nuclear Power Co. | 1980-04-01 | 1985-10-26 | 1985-12-31 | None | None | None | 1986-04-29 | 0.855 | 0.842 | 0.836 | 410
410 | KOREA, REPUBLIC OF | Year Electricity Supplied [GW.h] Reference Unit Power [MW] Annual Time On Line [h] Operation Factor [%] Energy Availability Factor [%] Load Factor [%] Year Electricity Supplied [GW.h] Reference Unit Power [MW] Annual Time On Line [h] Operation Factor [%] Annual Cumulative Annual Cumulative 0 1986 2467.92 900 2928 94.5 94.4 94.4 89.1 89.1 1 1987 5973.92 900 6870 78.4 78.8 82.7 75.8 79.1 2 1988 6199.62 900 6844 77.9 77.9 80.6 78.4 78.8 3 1989 6451.79 900 7136 81.5 81.5 80.9 81.8 79.7 4 1990 6897.48 900 7507 85.7 85.7 82.0 87.5 81.5 5 1991 6695.62 900 7383 84.3 84.3 82.4 84.9 82.2 6 1992 6947.35 900 7600 86.5 86.5 83.1 87.9 83.1 7 1993 6723.95 900 7603 86.8 86.8 83.6 85.3 83.4 8 1994 8230.12 890 8751 99.9 99.4 85.5 105.6 86.0 9 1995 6094.64 900 6781 77.4 74.9 84.3 77.3 85.1 10 1996 6755.47 900 7255 82.6 81.4 84.0 85.4 85.1 11 1997 8236.06 900 8741 99.8 99.4 85.4 104.5 86.8 12 1998 7104.49 900 7599 86.8 85.5 85.4 90.1 87.1 13 1999 6729.98 900 7242 82.7 81.1 85.1 85.4 87.0 14 2000 7215.09 900 7696 87.6 87.5 85.2 91.3 87.2 15 2001 8346.44 900 8760 100.0 99.9 86.2 105.9 88.5 16 2002 7419.03 900 7867 89.8 88.8 86.4 94.1 88.8 17 2003 7074.39 900 7593 86.7 86.3 86.4 89.7 88.9 18 2004 7207.19 900 7688 87.5 86.7 86.4 91.2 89.0 19 2005 8302.85 900 8760 100.0 100.0 87.1 105.3 89.8 20 2006 7545.07 945 8030 91.7 91.1 87.3 91.1 89.9 21 2007 6466.51 942 6855 78.2 77.3 86.8 78.4 89.3 22 2008 8434.70 953 8784 100.0 99.9 87.4 100.8 89.9 23 2009 7414.03 953 7785 88.9 88.4 87.5 88.8 89.8 24 2010 7791.08 953 8158 93.1 92.4 87.7 93.3 90.0 25 2011 8417.70 953 8760 100.0 99.8 88.2 100.8 90.4 26 2012 7733.46 959 8103 92.2 91.3 88.3 91.8 90.5 27 2013 6911.44 997 7204 82.2 81.2 88.0 81.7 90.1 28 2014 8729.35 997 8760 100.0 100.0 88.5 100.0 90.5 29 2015 7184.07 997 7289 83.2 82.0 88.2 82.3 90.2 30 2016 6417.05 996 6539 74.4 73.2 87.7 73.4 89.6 31 2017 6374.24 996 6484 74.0 73.0 87.2 73.1 89.0 32 2018 5419.36 995 5506 62.8 62.0 86.4 62.2 88.2 33 2019 1440.24 995 1472 16.8 16.5 84.1 16.5 85.8 34 2020 8648.72 995 8784 100.0 98.9 84.6 99.0 86.3 35 2021 6278.25 995 6411 73.2 72.0 84.2 72.0 85.8 | HANBIT-1 | PWR | WH F | Operational | 903 | 995 | 1025 | 2787 | 248.44 | Korea Hydro and Nuclear Power Co. | Korea Hydro and Nuclear Power Co. | 1981-06-04 | 1986-01-31 | 1986-03-05 | None | None | None | 1986-08-25 | 0.858 | 0.85 | 0.842 | 411
411 | KOREA, REPUBLIC OF | Year Electricity Supplied [GW.h] ... Load Factor [%] Year Electricity Supplied [GW.h] ... Annual Cumulative 0 1986 Data from a trial operation not provided ... Data from a trial operation not provided Data from a trial operation not provided 1 1987 4297.030 ... 97.0 97.0 2 1988 6280.880 ... 79.4 85.8 3 1989 5703.240 ... 72.3 80.5 4 1990 5964.510 ... 75.6 79.2 5 1991 6714.990 ... 85.2 80.5 6 1992 6434.620 ... 81.4 80.6 7 1993 6930.490 ... 87.9 81.8 8 1994 7132.860 ... 91.5 83.0 9 1995 6036.450 ... 76.6 82.3 10 1996 7656.100 ... 96.8 83.8 11 1997 6657.340 ... 84.4 83.9 12 1998 6010.350 ... 76.2 83.2 13 1999 6718.910 ... 85.2 83.4 14 2000 7144.060 ... 90.4 83.9 15 2001 7169.670 ... 90.9 84.4 16 2002 8194.230 ... 103.9 85.6 17 2003 7413.300 ... 94.0 86.1 18 2004 7242.940 ... 91.6 86.4 19 2005 7302.400 ... 92.6 86.8 20 2006 8195.680 ... 99.6 87.5 21 2007 7030.060 ... 85.7 87.4 22 2008 7472.860 ... 89.8 87.5 23 2009 8376.930 ... 101.0 88.1 24 2010 7461.450 ... 89.9 88.2 25 2011 7600.630 ... 91.6 88.3 26 2012 8383.440 ... 99.6 88.8 27 2013 6277.110 ... 74.8 88.2 28 2014 6661.490 ... 77.8 87.8 29 2015 7944.950 ... 92.2 88.0 30 2016 2953.950 ... 34.0 86.0 31 2017 6669.350 ... 77.1 85.7 32 2018 4643.920 ... 53.7 84.6 33 2019 7473.090 ... 86.4 84.7 34 2020 6603.940 ... 76.1 84.4 35 2021 8475.060 ... 97.9 84.8 [36 rows x 9 columns] | HANBIT-2 | PWR | WH F | Operational | 903 | 988 | 1025 | 2787 | 240.88 | Korea Hydro and Nuclear Power Co. | Korea Hydro and Nuclear Power Co. | 1981-12-01 | 1986-10-15 | 1986-11-11 | None | None | None | 1987-06-10 | 0.848 | 0.843 | 0.834 | 412
412 | KOREA, REPUBLIC OF | Year Electricity Supplied [GW.h] Reference Unit Power [MW] Annual Time On Line [h] ... Energy Availability Factor [%] Load Factor [%] Year Electricity Supplied [GW.h] Reference Unit Power [MW] Annual Time On Line [h] ... Annual Cumulative Annual Cumulative 0 1988 Data Not Provided Data Not Provided Data Not Provided ... Data Not Provided Data Not Provided Data Not Provided Data Not Provided 1 1989 5205.360 920 5821 ... 66.4 66.4 64.6 64.6 2 1990 6166.210 920 7156 ... 81.7 74.1 76.5 70.6 3 1991 7244.320 920 7970 ... 91.0 79.7 89.9 77.0 4 1992 7020.770 920 7675 ... 87.4 81.6 86.9 79.5 5 1993 6977.600 920 7651 ... 87.3 82.8 86.6 80.9 6 1994 6878.530 890 7293 ... 82.0 82.6 88.2 82.1 7 1995 7153.820 920 7698 ... 85.7 83.1 88.8 83.0 8 1996 7113.660 920 7631 ... 85.4 83.4 88.0 83.7 9 1997 6801.000 920 7323 ... 82.2 83.3 84.4 83.8 10 1998 7642.970 920 8256 ... 91.4 84.1 94.8 84.9 11 1999 7161.550 920 7639 ... 86.1 84.3 88.9 85.2 12 2000 7230.770 920 7736 ... 86.3 84.4 89.5 85.6 13 2001 7022.300 920 7483 ... 84.5 84.4 87.1 85.7 14 2002 5462.400 920 6052 ... 76.0 83.8 67.8 84.4 15 2003 6371.560 920 7446 ... 85.2 83.9 79.1 84.1 16 2004 7420.130 920 7970 ... 89.3 84.3 91.8 84.6 17 2005 8245.040 920 8760 ... 99.8 85.2 102.3 85.6 18 2006 7212.780 939 7769 ... 87.5 85.3 87.7 85.7 19 2007 7262.210 940 7747 ... 88.0 85.4 88.2 85.8 20 2008 8177.420 945 8747 ... 99.1 86.2 98.5 86.5 21 2009 7493.100 945 8024 ... 91.0 86.4 90.5 86.7 22 2010 7437.820 945 7988 ... 89.8 86.6 89.8 86.8 23 2011 8206.100 945 8730 ... 99.1 87.1 99.1 87.4 24 2012 6640.080 960 6988 ... 78.9 86.8 79.2 87.0 25 2013 7233.320 960 7545 ... 85.5 86.7 86.0 87.0 26 2014 7762.260 963 8033 ... 91.5 86.9 92.0 87.2 27 2015 7458.090 966 7747 ... 87.9 86.9 88.1 87.2 28 2016 6901.600 968 7171 ... 81.1 86.7 81.2 87.0 29 2017 6351.260 968 6622 ... 74.9 86.3 74.9 86.6 30 2018 5547.640 966 5770 ... 65.6 85.6 65.6 85.8 31 2019 7060.570 966 7322 ... 83.2 85.5 83.4 85.8 32 2020 6679.800 966 6921 ... 78.4 85.3 78.7 85.5 33 2021 8051.790 966 8364 ... 94.7 85.6 95.2 85.8 [34 rows x 9 columns] | HANUL-1 | PWR | France CPI | Operational | 903 | 966 | 1013 | 2775 | 235.78 | Korea Hydro and Nuclear Power Co. | Korea Hydro and Nuclear Power Co. | 1983-01-26 | 1988-02-25 | 1988-04-07 | None | None | None | 1988-09-10 | 0.858 | 0.861 | 0.856 | 413
413 | KAZAKHSTAN | Year Electricity Supplied [GW.h] Reference Unit Power [MW] Annual Time On Line [h] ... Energy Availability Factor [%] Load Factor [%] Year Electricity Supplied [GW.h] Reference Unit Power [MW] Annual Time On Line [h] ... Annual Cumulative Annual Cumulative 0 1973 Data Not Provided Data Not Provided Data Not Provided ... Data Not Provided Data Not Provided Data Not Provided Data Not Provided 1 1974 " " " ... " " " " 2 1975 " " " ... " " " " 3 1976 " " " ... " " " " 4 1977 " " " ... " " " " 5 1978 " " " ... " " " " 6 1979 " " " ... " " " " 7 1980 " " " ... " " " " 8 1981 " " " ... " " " " 9 1982 " " " ... " " " " 10 1983 " " " ... " " " " 11 1984 " " " ... " " " " 12 1985 " " " ... " " " " 13 1986 " " " ... " " " " 14 1987 " " " ... " " " " 15 1988 " " " ... " " " " 16 1989 " " " ... " " " " 17 1990 " " " ... " " " " 18 1991 " " " ... " " " " 19 1992 463.940 135 7332 ... 91.2 NC 39.1 NC 20 1993 444.110 70 7335 ... 80.5 NC 72.4 NC 21 1994 378.070 64 5877 ... 66.2 NC 67.4 NC 22 1995 83.190 50 1683 ... 19.2 NC 19.0 NC 23 1996 89.580 52 1746 ... 19.6 NC 19.6 NC 24 1997 302.750 52 5889 ... 66.5 NC 66.5 NC 25 1998 91.160 52 1787 ... 20.0 NC 20.0 NC 26 1999 0.000 52 0 ... NaN NaN NaN NaN [27 rows x 9 columns] | AKTAU | FBR | BN-350 | Permanent Shutdown | 52 | 52 | 90 | 1000 | 1.85 | Ministry of Energy of the Republic of Kazakhstan | Limited liability partnership «Mangistau atomic energy complex-Kazatomprom» | 1964-10-01 | 1972-11-01 | 1973-07-16 | None | None | 1999-04-22 | 1973-07-16 | None | None | None | 414
414 | LITHUANIA | Year Electricity Supplied [GW.h] ... Load Factor [%] Year Electricity Supplied [GW.h] ... Annual Cumulative 0 1983 Data from a trial operation not provided ... Data from a trial operation not provided Data from a trial operation not provided 1 1984 4660.820 ... 49.2 49.2 2 1985 8751.900 ... 72.4 63.1 3 1986 9143.040 ... 75.6 67.8 4 1987 6652.330 ... 50.6 62.8 5 1988 4565.930 ... 37.7 57.5 6 1989 8245.030 ... 68.2 59.4 7 1990 7450.320 ... 61.6 59.7 8 1991 6811.700 ... 56.4 59.3 9 1992 6652.140 ... 54.9 58.8 10 1993 5361.280 ... 51.6 58.1 11 1994 3460.390 ... 33.3 56.1 12 1995 5026.260 ... 48.4 55.5 13 1996 5746.820 ... 55.2 55.5 14 1997 4399.120 ... 42.4 54.6 15 1998 4113.000 ... 39.6 53.7 16 1999 3789.840 ... 36.5 52.7 17 2000 3543.950 ... 34.0 51.7 18 2001 5072.510 ... 48.9 51.5 19 2002 5485.940 ... 52.8 51.6 20 2003 6787.590 ... 65.4 52.2 21 2004 9214.110 ... 88.5 53.9 [22 rows x 9 columns] | IGNALINA-1 | LWGR | RBMK-1500 | Permanent Shutdown | 1500 | 1185 | 1300 | 4800 | 86.39 | None | IGNALINA NUCLEAR POWER PLANT | 1977-05-01 | 1983-10-04 | 1983-12-31 | None | None | 2004-12-31 | 1985-05-01 | 0.539 | 0.685 | 0.59 | 415
415 | LITHUANIA | Year Electricity Supplied [GW.h] Reference Unit Power [MW] Annual Time On Line [h] Operation Factor [%] Energy Availability Factor [%] Load Factor [%] Year Electricity Supplied [GW.h] Reference Unit Power [MW] Annual Time On Line [h] Operation Factor [%] Annual Cumulative Annual Cumulative 0 1987 2520.26 1500 2949 91.8 100.0 100.0 55.1 55.1 1 1988 7141.50 1380 6213 70.7 69.7 77.8 58.9 57.9 2 1989 7125.80 1380 6259 71.4 58.0 69.4 59.0 58.3 3 1990 8250.73 1380 7296 83.3 68.3 69.1 68.2 61.3 4 1991 8802.15 1380 7602 86.8 73.0 70.0 72.8 63.9 5 1992 6693.27 1380 5977 68.0 71.4 70.2 55.2 62.3 6 1993 5675.88 1185 5801 66.2 38.2 65.8 54.7 61.2 7 1994 3167.37 1185 4556 52.0 30.5 61.6 30.5 57.5 8 1995 5610.93 1185 6431 73.4 54.0 60.7 54.0 57.2 9 1996 6918.87 1185 6778 77.2 66.5 61.3 66.5 58.1 10 1997 6453.49 1185 6941 79.2 77.7 62.8 62.2 58.4 11 1998 8174.79 1185 7967 91.0 78.6 64.1 78.8 60.1 12 1999 4926.46 1185 6777 77.4 47.5 62.8 47.5 59.1 13 2000 3872.96 1185 4890 55.7 37.2 61.0 37.2 57.6 14 2001 4867.40 1185 4971 56.8 46.9 60.1 46.9 56.9 15 2002 7411.31 1185 6980 79.7 70.9 60.8 71.4 57.8 16 2003 7461.94 1185 7156 81.7 71.5 61.4 71.9 58.6 17 2004 4703.01 1185 4673 53.2 48.0 60.6 45.2 57.9 18 2005 9544.08 1185 7826 89.3 89.3 62.1 91.9 59.6 19 2006 7944.57 1185 7526 85.9 73.5 62.7 76.5 60.5 20 2007 9074.85 1185 7746 88.4 83.8 63.7 87.4 61.7 21 2008 9140.04 1185 7558 86.0 84.5 64.6 87.8 62.9 22 2009 10025.34 1185 8243 94.1 93.8 65.9 96.6 64.4 | IGNALINA-2 | LWGR | RBMK-1500 | Permanent Shutdown | 1500 | 1185 | 1300 | 4800 | 155.19 | None | IGNALINA NUCLEAR POWER PLANT | 1978-01-01 | 1986-12-01 | 1987-08-20 | None | None | 2009-12-31 | 1987-12-01 | 0.644 | 0.76 | 0.659 | 416
419 | MEXICO | Year Electricity Supplied [GW.h] Reference Unit Power [MW] Annual Time On Line [h] Operation Factor [%] Energy Availability Factor [%] Load Factor [%] Year Electricity Supplied [GW.h] Reference Unit Power [MW] Annual Time On Line [h] Operation Factor [%] Annual Cumulative Annual Cumulative 0 1989 311.18 654 2182 NaN NaN NaN NaN NaN 1 1990 2775.82 640 5370 96.7 87.6 87.6 86.6 86.6 2 1991 4062.09 640 7022 80.2 74.4 78.3 72.4 76.6 3 1992 3746.44 654 7024 80.0 70.4 75.0 65.2 71.8 4 1993 4724.42 654 7851 89.6 90.6 79.6 82.5 75.0 5 1994 4061.96 628 7095 81.0 73.8 78.3 73.8 74.7 6 1995 4154.06 628 7128 81.4 75.5 77.8 75.5 74.9 7 1996 3442.34 655 6628 75.5 68.8 76.4 59.8 72.5 8 1997 5218.80 615 8577 97.9 95.9 78.9 96.9 75.6 9 1998 4412.45 655 7359 84.0 81.7 79.2 76.9 75.8 10 1999 4450.97 682 7466 85.2 81.5 79.5 75.8 75.8 11 2000 4577.65 645 7409 84.4 80.3 79.6 80.8 76.3 12 2001 4144.30 645 6808 77.7 73.2 79.0 73.4 76.0 13 2002 4196.25 680 6876 78.5 75.8 78.7 70.4 75.5 14 2003 5415.44 680 8642 98.6 97.6 80.2 90.9 76.7 15 2004 4168.90 680 6818 77.6 75.2 79.8 69.8 76.2 16 2005 5007.75 680 7884 90.0 88.2 80.4 84.1 76.8 17 2006 5529.73 680 8624 98.4 97.6 81.5 92.8 77.8 18 2007 5027.19 680 7963 90.9 89.4 82.0 84.4 78.2 19 2008 3797.81 650 6169 70.2 67.9 81.2 66.5 77.6 20 2009 5454.49 650 8534 97.4 95.0 81.9 95.8 78.5 21 2010 1886.55 650 3391 38.7 41.7 80.0 33.1 76.3 22 2011 4921.75 650 7598 86.7 84.2 80.2 86.4 76.8 23 2012 3418.65 765 5209 59.3 51.5 78.7 51.5 75.5 24 2013 5719.46 665 8585 98.0 97.4 79.5 98.2 76.4 25 2014 4875.98 665 7461 85.2 81.8 79.6 83.7 76.7 26 2015 4741.77 665 7033 80.3 79.9 79.6 81.4 76.9 27 2016 5096.56 777 6716 76.5 77.0 79.5 77.4 76.9 28 2017 5014.49 777 7454 85.1 73.5 79.2 73.7 76.8 29 2018 6496.56 777 8523 97.3 95.2 79.9 95.4 77.6 30 2019 5803.84 777 7754 88.5 85.1 80.1 85.3 77.9 31 2020 5394.16 777 7629 86.8 78.8 80.0 79.0 77.9 32 2021 6164.50 777 8035 91.7 90.4 80.4 90.6 78.4 | LAGUNA VERDE-1 | BWR | BWR-5 | Operational | 780 | 777 | 805 | 2317 | 147.28 | None | None | 1976-09-30 | 1988-11-07 | 1989-04-12 | None | None | None | 1990-07-28 | 0.784 | 0.838 | 0.804 | 420
420 | MEXICO | Year Electricity Supplied [GW.h] ... Load Factor [%] Year Electricity Supplied [GW.h] ... Annual Cumulative 0 1994 Data from a trial operation not provided ... Data from a trial operation not provided Data from a trial operation not provided 1 1995 3379.400 ... 84.5 84.5 2 1996 3668.410 ... 67.5 74.7 3 1997 4805.530 ... 87.5 79.4 4 1998 4411.900 ... 76.9 78.7 5 1999 5110.570 ... 87.3 80.6 6 2000 3339.070 ... 58.9 76.8 7 2001 4228.060 ... 74.8 76.5 8 2002 5161.000 ... 86.6 77.9 9 2003 4604.830 ... 77.3 77.8 10 2004 4578.180 ... 76.6 77.7 11 2005 5310.300 ... 89.2 78.8 12 2006 4870.210 ... 81.8 79.0 13 2007 4920.190 ... 82.6 79.3 14 2008 5560.950 ... 97.4 80.6 15 2009 4653.650 ... 81.7 80.7 16 2010 3705.880 ... 65.1 79.7 17 2011 4391.620 ... 77.1 79.6 18 2012 4993.390 ... 74.3 79.2 19 2013 5657.680 ... 97.1 80.2 20 2014 4435.620 ... 76.2 80.0 21 2015 6442.960 ... 94.9 80.8 22 2016 5175.730 ... 76.0 80.6 23 2017 5557.430 ... 81.9 80.6 24 2018 6703.770 ... 98.7 81.5 25 2019 5076.890 ... 74.8 81.2 26 2020 5470.110 ... 80.4 81.2 27 2021 5441.040 ... 80.2 81.1 [28 rows x 9 columns] | LAGUNA VERDE-2 | BWR | BWR-5 | Operational | 780 | 775 | 803 | 2317 | 132.07 | None | None | 1977-06-01 | 1994-09-06 | 1994-11-11 | None | None | None | 1995-04-10 | 0.811 | 0.864 | 0.83 | 421
421 | NETHERLANDS | Year Electricity Supplied [GW.h] ... Load Factor [%] Year Electricity Supplied [GW.h] ... Annual Cumulative 0 1968 Data from a trial operation not provided ... Data from a trial operation not provided Data from a trial operation not provided 1 1969 Data Not Provided ... Data Not Provided Data Not Provided 2 1970 " ... " " 3 1971 404.800 ... 85.6 NC 4 1972 325.800 ... 68.7 77.1 5 1973 352.700 ... 79.0 77.7 6 1974 268.100 ... 60.0 73.4 7 1975 386.900 ... 86.6 76.0 8 1976 406.900 ... 90.8 78.4 9 1977 360.200 ... 80.6 78.7 10 1978 408.000 ... 91.3 80.3 11 1979 383.000 ... 85.7 80.9 12 1980 381.000 ... 85.0 81.3 13 1981 402.000 ... 90.0 82.1 14 1982 375.000 ... 83.9 82.2 15 1983 328.000 ... 72.0 81.4 16 1984 443.000 ... 91.7 82.2 17 1985 425.820 ... 86.8 82.5 18 1986 407.190 ... 84.5 82.7 19 1987 410.920 ... 85.3 82.8 20 1988 431.470 ... 87.7 83.1 21 1989 362.290 ... 71.3 82.4 22 1990 409.100 ... 80.5 82.3 23 1991 413.070 ... 81.3 82.3 24 1992 416.440 ... 86.2 82.5 25 1993 432.610 ... 85.2 82.6 26 1994 416.660 ... 82.0 82.6 27 1995 397.330 ... 78.2 82.4 28 1996 397.240 ... 78.0 82.2 29 1997 70.620 ... 59.4 82.0 [30 rows x 9 columns] | DODEWAARD | BWR | GE design | Permanent Shutdown | 54 | 55 | 60 | 183 | 10.93 | BV GEMEENSCHAPPELIJKE KERNENERGIECENTRALE NEDERLAND (BV GKN) | BV GEMEENSCHAPPELIJKE KERNENERGIECENTRALE NEDERLAND (BV GKN) | 1965-05-01 | 1968-06-24 | 1968-10-18 | None | None | 1997-03-26 | 1969-03-26 | 0.82 | 0.86 | 0.851 | 422
422 | NETHERLANDS | Year Electricity Supplied [GW.h] Reference Unit Power [MW] Annual Time On Line [h] ... Energy Availability Factor [%] Load Factor [%] Year Electricity Supplied [GW.h] Reference Unit Power [MW] Annual Time On Line [h] ... Annual Cumulative Annual Cumulative 0 1973 620.500 447 2682 ... 47.8 47.8 47.7 47.7 1 1974 2993.700 477 6840 ... 71.6 68.4 71.6 68.4 2 1975 2776.900 447 6494 ... 70.8 69.5 70.9 69.5 3 1976 3274.400 450 7521 ... 82.8 73.6 82.8 73.7 4 1977 3142.400 450 7318 ... 80.4 75.2 79.7 75.1 5 1978 3424.100 445 7997 ... 88.4 77.7 87.8 77.5 6 1979 2900.000 445 6785 ... 83.5 78.6 74.4 77.0 7 1980 3593.000 447 8496 ... 92.8 80.6 91.5 79.0 8 1981 3048.300 447 7094 ... 78.8 80.4 77.8 78.9 9 1982 3315.900 452 7489 ... 83.9 80.8 83.7 79.4 10 1983 3050.000 452 6959 ... 76.9 80.4 77.0 79.2 11 1984 3062.000 452 6895 ... 76.6 80.0 77.1 79.0 12 1985 3261.150 452 7299 ... 81.9 80.2 82.4 79.3 13 1986 3574.000 452 8053 ... 89.9 80.9 90.3 80.1 14 1987 2950.930 452 6756 ... 74.2 80.5 74.5 79.7 15 1988 3032.550 452 6763 ... 76.2 80.2 76.4 79.5 16 1989 3421.850 481 7711 ... 87.8 80.7 81.2 79.6 17 1990 2885.860 481 6636 ... 75.6 80.4 68.5 78.9 18 1991 2728.530 452 6221 ... 69.2 79.8 68.9 78.4 19 1992 2830.340 452 6412 ... 80.6 79.8 71.3 78.0 20 1993 3328.150 452 7376 ... 83.6 80.0 84.0 78.3 21 1994 3321.970 452 7489 ... 84.1 80.2 83.9 78.6 22 1995 3386.750 452 7654 ... 86.8 80.5 85.5 78.9 23 1996 3520.280 452 7978 ... 88.2 80.8 88.7 79.3 24 1997 Data Not Provided Data Not Provided Data Not Provided ... Data Not Provided Data Not Provided Data Not Provided Data Not Provided 25 1998 " " " ... " " " " 26 1999 3604.200 449 8363 ... 94.2 81.4 91.6 79.8 27 2000 3698.960 449 8262 ... 93.1 81.8 93.8 80.4 28 2001 3746.670 449 8404 ... 94.6 82.3 95.3 80.9 29 2002 3686.890 450 8284 ... 93.4 82.7 93.5 81.4 30 2003 3788.310 450 8431 ... 95.3 83.2 96.1 81.9 31 2004 3604.690 450 8073 ... 91.1 83.4 91.2 82.2 32 2005 3771.930 450 8430 ... 95.5 83.8 95.7 82.7 33 2006 3272.610 482 7542 ... 84.6 83.8 82.5 82.6 34 2007 3993.870 482 8346 ... 95.1 84.2 94.6 83.0 35 2008 3933.640 482 8161 ... 92.6 84.5 92.9 83.4 36 2009 4017.670 482 8352 ... 95.1 84.8 95.2 83.7 37 2010 3754.880 482 7807 ... 88.9 84.9 88.9 83.9 38 2011 3917.240 482 8092 ... 92.1 85.1 92.8 84.1 39 2012 3706.680 482 7722 ... 86.9 85.2 87.6 84.2 40 2013 2736.930 482 5737 ... 63.7 84.6 64.8 83.7 41 2014 3873.510 482 8054 ... 91.2 84.8 91.8 83.9 42 2015 3861.630 482 8020 ... 90.5 84.9 91.5 84.1 43 2016 3749.810 482 7836 ... 87.8 85.0 88.6 84.2 44 2017 3263.180 482 6672 ... 75.6 84.8 77.3 84.1 45 2018 3340.530 482 6997 ... 78.3 84.6 79.1 83.9 46 2019 3700.710 482 7769 ... 86.8 84.7 87.7 84.0 47 2020 3885.680 482 8100 ... 91.7 84.8 91.8 84.2 48 2021 3614.160 482 7956 ... 86.4 84.9 85.6 84.2 [49 rows x 9 columns] | BORSSELE | PWR | KWU 2LP | Operational | 495 | 482 | 515 | 1366 | 163.53 | N.V. ELEKTRICITEITS-PRODUKTIEMAATSCHAPPIJ ZUID-NEDERLAND | N.V. ELEKTRICITEITS-PRODUKTIEMAATSCHAPPIJ ZUID-NEDERLAND | 1969-07-01 | 1973-06-20 | 1973-07-04 | None | None | None | 1973-10-26 | 0.842 | 0.862 | 0.849 | 423
426 | PAKISTAN | Year Electricity Supplied [GW.h] Reference Unit Power [MW] Annual Time On Line [h] Operation Factor [%] Energy Availability Factor [%] Load Factor [%] Year Electricity Supplied [GW.h] Reference Unit Power [MW] Annual Time On Line [h] Operation Factor [%] Annual Cumulative Annual Cumulative 0 1971 3.00 137 102 NaN NaN NaN NaN NaN 1 1972 232.70 137 3737 80.2 38.7 38.7 38.6 38.6 2 1973 394.80 126 6197 70.7 35.6 35.9 35.8 36.0 3 1974 583.90 126 6749 77.0 52.8 43.9 52.9 44.1 4 1975 494.90 126 6375 72.8 44.8 44.2 44.8 44.3 5 1976 487.30 137 6026 68.6 40.5 43.2 40.5 43.3 6 1977 339.40 126 5290 60.4 30.7 40.8 30.8 40.9 7 1978 228.40 125 4473 51.1 20.9 37.6 20.9 37.7 8 1979 29.60 125 802 9.2 2.7 32.8 2.7 32.8 9 1980 67.90 125 2427 27.6 6.2 29.6 6.2 29.6 10 1981 192.20 125 5379 61.4 17.6 28.2 17.6 28.3 11 1982 70.90 125 1801 20.6 6.5 26.1 6.5 26.2 12 1983 194.00 125 4754 54.3 17.7 25.4 17.7 25.4 13 1984 290.65 137 5592 63.7 24.9 25.3 24.2 25.3 14 1985 261.96 137 3895 44.5 21.8 25.0 21.8 25.0 15 1986 476.22 125 7211 82.3 43.5 26.3 43.5 26.3 16 1987 274.77 125 4541 51.8 25.1 26.2 25.1 26.2 17 1988 171.41 125 2962 33.7 15.6 25.6 15.6 25.6 18 1989 60.86 125 1145 13.1 5.6 24.4 5.6 24.4 19 1990 375.91 125 5331 60.9 34.3 25.0 34.3 25.0 20 1991 370.30 125 6126 69.9 33.8 25.4 33.8 25.4 21 1992 499.74 125 6396 72.8 45.5 26.4 45.5 26.4 22 1993 369.60 125 4620 52.7 33.8 26.8 33.8 26.7 23 1994 523.64 125 7518 85.8 47.8 27.7 47.8 27.7 24 1995 461.04 125 7520 85.8 42.1 28.3 42.1 28.3 25 1996 310.86 125 5291 60.2 28.3 28.3 28.3 28.3 26 1997 386.12 125 6391 73.0 35.3 28.6 35.3 28.6 27 1998 353.35 125 4799 54.8 29.7 28.6 32.3 28.7 28 1999 68.99 125 1046 11.9 11.9 28.0 6.3 27.9 29 2000 368.31 125 5078 57.8 33.5 28.2 33.5 28.1 30 2001 399.46 125 6049 69.0 36.5 28.5 36.5 28.4 31 2002 444.02 125 6601 75.4 40.6 28.9 40.6 28.8 32 2003 0.00 125 0 0.0 0.0 28.0 0.0 27.9 33 2004 183.00 125 6467 73.6 24.7 27.9 16.7 27.5 34 2005 253.56 125 6633 75.7 37.7 28.2 23.2 27.4 35 2006 14.99 125 408 4.7 4.6 27.5 1.4 26.6 36 2007 359.51 125 5989 68.4 50.9 28.2 32.8 26.8 37 2008 384.80 125 5026 57.2 63.4 29.1 35.0 27.0 38 2009 491.31 125 6282 71.7 47.8 29.6 44.9 27.5 39 2010 464.57 125 6063 69.2 43.4 30.0 42.4 27.9 40 2011 210.77 125 2768 31.6 23.3 29.8 19.2 27.7 41 2012 566.40 125 7678 87.4 60.4 30.6 51.6 28.3 42 2013 480.47 90 6802 77.6 62.6 31.1 60.9 28.8 43 2014 208.95 90 3083 35.2 28.6 31.1 26.5 28.8 44 2015 343.69 90 5468 62.4 46.8 31.3 43.6 29.0 45 2016 432.03 90 7088 80.7 56.3 31.8 54.6 29.5 46 2017 340.25 90 5721 65.3 45.8 32.0 43.2 29.7 47 2018 273.96 90 4682 53.4 37.5 32.1 34.8 29.8 48 2019 38.97 90 759 8.7 4.9 31.6 4.9 29.4 49 2020 274.92 90 4869 55.4 35.3 31.7 34.8 29.5 50 2021 132.82 90 2297 44.8 30.7 31.7 28.8 29.5 | KANUPP-1 | PHWR | CANDU-137 MW | Permanent Shutdown | 125 | 90 | 100 | 337 | 14.92 | PAKISTAN ATOMIC ENERGY COMMISSION | PAKISTAN ATOMIC ENERGY COMMISSION | 1966-08-01 | 1971-08-01 | 1971-10-18 | None | None | 2021-08-01 | 1972-12-07 | 0.295 | 0.556 | 0.317 | 427
427 | PAKISTAN | Year Electricity Supplied [GW.h] Reference Unit Power [MW] Annual Time On Line [h] Operation Factor [%] Energy Availability Factor [%] Load Factor [%] Year Electricity Supplied [GW.h] Reference Unit Power [MW] Annual Time On Line [h] Operation Factor [%] Annual Cumulative Annual Cumulative 0 2000 529.15 300 1860 72.4 72.2 72.2 68.7 68.7 1 2001 1581.75 300 5918 67.6 60.1 62.8 60.2 62.1 2 2002 1356.00 300 4790 54.7 52.2 58.2 51.6 57.5 3 2003 1809.80 300 6879 78.5 68.8 61.4 68.9 61.0 4 2004 1750.71 300 5949 67.7 66.4 62.6 66.4 62.2 5 2005 2155.19 300 7458 85.1 81.9 66.2 82.0 66.0 6 2006 2532.91 300 8569 97.8 98.2 71.3 96.4 70.8 7 2007 1949.13 300 6669 76.1 75.2 71.8 74.2 71.3 8 2008 1356.45 300 4795 54.6 52.2 69.5 51.5 68.9 9 2009 2145.87 300 7379 84.2 82.8 70.9 81.6 70.2 10 2010 2095.76 300 7160 81.7 80.7 71.9 79.8 71.2 11 2011 2061.67 300 7008 80.0 79.3 72.5 78.4 71.8 12 2012 2489.25 300 8370 95.3 94.7 74.3 94.5 73.7 13 2013 2189.64 300 7481 85.4 84.0 75.1 83.3 74.4 14 2014 2178.22 300 7434 84.9 85.6 75.8 82.9 75.0 15 2015 1627.53 300 5831 66.6 64.3 75.0 61.9 74.1 16 2016 2326.46 300 8291 94.4 89.3 75.9 88.3 75.0 17 2017 2157.86 300 7391 84.4 82.5 76.3 82.1 75.4 18 2018 2017.02 300 6950 79.3 79.4 76.5 76.8 75.5 19 2019 2335.20 300 7907 90.3 90.2 77.2 88.9 76.2 20 2020 2277.56 300 7682 87.4 86.4 77.6 86.4 76.7 21 2021 2209.57 300 7546 86.1 85.8 78.0 84.1 77.0 | CHASNUPP-1 | PWR | CNP-300 | Operational | 300 | 300 | 325 | 999 | 43.34 | PAKISTAN ATOMIC ENERGY COMMISSION | PAKISTAN ATOMIC ENERGY COMMISSION | 1993-08-01 | 2000-05-03 | 2000-06-13 | None | None | None | 2000-09-15 | 0.77 | 0.8 | 0.78 | 428
428 | PAKISTAN | Year Electricity Supplied [GW.h] Reference Unit Power [MW] Annual Time On Line [h] Operation Factor [%] Energy Availability Factor [%] Load Factor [%] Year Electricity Supplied [GW.h] Reference Unit Power [MW] Annual Time On Line [h] Operation Factor [%] Annual Cumulative Annual Cumulative 0 2011 1570.98 300 5766 86.9 88.2 88.2 85.3 85.3 1 2012 2215.76 300 7864 89.5 83.7 85.4 84.1 84.5 2 2013 1700.82 300 6308 72.0 64.7 77.4 64.7 76.9 3 2014 2190.36 300 7546 86.1 83.9 79.2 83.4 78.7 4 2015 2361.48 300 7855 89.7 89.2 81.4 89.9 81.1 5 2016 2335.43 300 7718 87.9 88.2 82.6 88.6 82.5 6 2017 2584.57 300 8520 97.3 97.6 84.9 98.4 84.9 7 2018 2296.39 300 7679 87.7 88.2 85.3 87.4 85.2 8 2019 2263.06 300 7573 86.4 86.4 85.4 86.1 85.3 9 2020 2167.47 300 7379 84.0 81.3 85.0 82.2 85.0 10 2021 2602.18 300 8493 97.0 98.2 86.2 99.0 86.3 | CHASNUPP-2 | PWR | CNP-300 | Operational | 300 | 300 | 325 | 999 | 24.29 | PAKISTAN ATOMIC ENERGY COMMISSION | PAKISTAN ATOMIC ENERGY COMMISSION | 2005-12-28 | 2011-02-22 | 2011-03-14 | None | None | None | 2011-05-18 | 0.863 | 0.877 | 0.862 | 429
441 | ROMANIA | Year Electricity Supplied [GW.h] Reference Unit Power [MW] Annual Time On Line [h] Operation Factor [%] Energy Availability Factor [%] Load Factor [%] Year Electricity Supplied [GW.h] Reference Unit Power [MW] Annual Time On Line [h] Operation Factor [%] Annual Cumulative Annual Cumulative 0 1996 1186.44 645 2686 100.0 94.4 94.4 99.6 99.6 1 1997 4953.29 646 7753 88.5 86.7 87.3 87.5 88.4 2 1998 4908.68 655 7585 86.6 85.2 86.3 85.6 87.0 3 1999 4813.03 655 7389 84.4 83.5 85.4 83.9 86.0 4 2000 5053.35 655 7791 88.7 87.6 85.9 87.8 86.5 5 2001 5049.86 655 7717 88.1 87.5 86.2 88.0 86.8 6 2002 5106.22 655 7854 89.7 88.6 86.6 89.0 87.1 7 2003 4541.42 655 7024 80.2 78.7 85.5 79.2 86.0 8 2004 5142.31 655 7892 89.8 89.1 86.0 89.4 86.4 9 2005 5112.96 655 7878 89.9 89.3 86.3 89.1 86.7 10 2006 5177.96 655 7987 91.2 90.3 86.7 90.2 87.1 11 2007 5518.35 655 8527 97.3 96.5 87.6 96.2 87.9 12 2008 4805.48 650 7411 84.4 83.8 87.3 84.2 87.6 13 2009 5661.65 650 8709 99.4 98.9 88.2 99.4 88.5 14 2010 5167.23 650 7982 91.1 90.2 88.3 90.8 88.6 15 2011 5633.14 650 8694 99.2 98.4 89.0 98.9 89.3 16 2012 4948.20 650 7652 87.1 87.1 88.9 86.7 89.2 17 2013 5622.01 650 8681 99.1 98.2 89.4 98.7 89.7 18 2014 5164.38 650 8032 91.7 90.2 89.4 90.7 89.8 19 2015 5504.93 650 8612 98.3 96.1 89.8 96.7 90.1 20 2016 4765.82 650 7489 85.3 83.4 89.5 83.5 89.8 21 2017 5485.44 650 8637 98.6 96.1 89.8 96.3 90.1 22 2018 4928.50 650 7920 90.4 86.6 89.6 86.6 90.0 23 2019 5292.67 650 8600 98.2 92.8 89.8 93.0 90.1 24 2020 4963.25 650 7666 87.3 86.1 89.6 86.9 90.0 25 2021 5450.51 650 8588 98.0 95.5 89.9 95.7 90.2 | CERNAVODA-1 | PHWR | CANDU 6 | Operational | 650 | 650 | 706 | 2180 | 129.98 | Ministerul Economiei, Comertului si mediului de Afaceri | SOCIETATEA NATIONALA NUCLEARELECTRICA, S.A. | 1983-03-31 | 1996-04-16 | 1996-07-11 | None | None | None | 1996-12-02 | 0.902 | 0.913 | 0.899 | 442
442 | ROMANIA | Year Electricity Supplied [GW.h] Reference Unit Power [MW] Annual Time On Line [h] Operation Factor [%] Energy Availability Factor [%] Load Factor [%] Year Electricity Supplied [GW.h] Reference Unit Power [MW] Annual Time On Line [h] Operation Factor [%] Annual Cumulative Annual Cumulative 0 2007 1560.20 650 2729 94.2 93.0 93.0 93.2 93.2 1 2008 5528.11 650 8669 98.7 96.8 96.3 96.8 96.3 2 2009 5158.25 650 8044 91.8 90.6 93.7 90.6 93.7 3 2010 5537.52 650 8551 97.6 96.9 94.7 97.2 94.8 4 2011 5177.84 650 8052 91.9 90.8 93.8 90.9 93.9 5 2012 5615.32 650 8701 99.1 98.1 94.6 98.4 94.7 6 2013 5073.74 650 7905 90.2 88.8 93.7 89.1 93.8 7 2014 5589.30 650 8680 99.1 98.0 94.3 98.2 94.4 8 2015 5204.74 650 8179 93.4 91.5 93.9 91.4 94.1 9 2016 5622.38 650 8784 100.0 98.5 94.4 98.5 94.5 10 2017 5094.71 650 7963 90.9 89.4 93.9 89.5 94.0 11 2018 5530.84 650 8658 98.8 97.2 94.2 97.1 94.3 12 2019 5075.54 650 7910 90.3 89.0 93.8 89.1 93.9 13 2020 5611.82 650 8737 99.5 98.2 94.1 98.3 94.2 14 2021 4950.65 650 7742 88.4 87.1 93.6 87.0 93.7 | CERNAVODA-2 | PHWR | CANDU 6 | Operational | 650 | 650 | 705 | 2180 | 76.33 | Ministerul Economiei, Comertului si mediului de Afaceri | SOCIETATEA NATIONALA NUCLEARELECTRICA, S.A. | 1983-07-01 | 2007-05-06 | 2007-08-07 | None | None | None | 2007-11-01 | 0.937 | 0.95 | 0.936 | 443
446 | RUSSIA | Year Electricity Supplied [GW.h] Reference Unit Power [MW] Annual Time On Line [h] ... Energy Availability Factor [%] Load Factor [%] Year Electricity Supplied [GW.h] Reference Unit Power [MW] Annual Time On Line [h] ... Annual Cumulative Annual Cumulative 0 1954 Data Not Provided Data Not Provided Data Not Provided ... Data Not Provided Data Not Provided Data Not Provided Data Not Provided 1 1955 " " " ... " " " " 2 1956 " " " ... " " " " 3 1957 " " " ... " " " " 4 1958 " " " ... " " " " 5 1959 " " " ... " " " " 6 1960 " " " ... " " " " 7 1961 " " " ... " " " " 8 1962 " " " ... " " " " 9 1963 " " " ... " " " " 10 1964 " " " ... " " " " 11 1965 " " " ... " " " " 12 1966 " " " ... " " " " 13 1967 " " " ... " " " " 14 1968 " " " ... " " " " 15 1969 " " " ... " " " " 16 1970 " " " ... " " " " 17 1971 " " " ... " " " " 18 1972 " " " ... " " " " 19 1973 " " " ... " " " " 20 1974 " " " ... " " " " 21 1975 " " " ... " " " " 22 1976 " " " ... " " " " 23 1977 " " " ... " " " " 24 1978 " " " ... " " " " 25 1979 " " " ... " " " " 26 1980 " " " ... " " " " 27 1981 " " " ... " " " " 28 1982 " " " ... " " " " 29 1983 " " " ... " " " " 30 1984 " " " ... " " " " 31 1985 " " " ... " " " " 32 1986 " " " ... " " " " 33 1987 " " " ... " " " " 34 1988 " " " ... " " " " 35 1989 " " " ... " " " " 36 1990 " " " ... " " " " 37 1991 " " " ... " " " " 38 1992 " " " ... " " " " 39 1993 " " " ... " " " " 40 1994 " " " ... " " " " 41 1995 " " " ... " " " " 42 1996 " " " ... " " " " 43 1997 " " " ... " " " " 44 1998 " " " ... " " " " 45 1999 " " " ... " " " " 46 2000 " " " ... " " " " 47 2001 " " " ... " " " " 48 2002 " " " ... " " " " [49 rows x 9 columns] | APS-1 OBNINSK | LWGR | AM-1 | Permanent Shutdown | 5 | 5 | 6 | 30 | None | None | None | 1951-01-01 | 1954-05-06 | 1954-06-27 | None | None | 2002-04-29 | 1954-12-01 | None | None | None | 447
447 | RUSSIA | Year Electricity Supplied [GW.h] Reference Unit Power [MW] Annual Time On Line [h] Operation Factor [%] Energy Availability Factor [%] Load Factor [%] Year Electricity Supplied [GW.h] Reference Unit Power [MW] Annual Time On Line [h] Operation Factor [%] Annual Cumulative Annual Cumulative 0 1972 4.00 385 88 NaN NaN NaN NaN NaN 1 1973 2570.51 385 8072 93.2 84.2 84.2 85.0 85.0 2 1974 2411.84 385 7159 81.7 71.3 76.8 71.5 77.3 3 1975 2644.87 385 7950 90.8 75.6 76.4 78.4 77.7 4 1976 2924.13 385 7963 90.6 84.5 78.6 86.5 80.0 5 1977 2822.95 385 7637 87.2 81.3 79.1 83.7 80.8 6 1978 2658.54 385 7388 84.3 78.2 79.0 78.8 80.5 7 1979 2442.24 385 6888 78.6 72.4 78.0 72.4 79.3 8 1980 2842.93 385 7690 87.6 84.1 78.8 84.1 79.9 9 1981 3019.87 385 8278 94.5 90.0 80.1 89.6 81.0 10 1982 2797.51 385 8278 94.5 83.9 80.5 83.0 81.2 11 1983 2950.30 385 8216 93.8 89.2 81.3 87.5 81.8 12 1984 2974.10 385 7982 90.9 87.9 81.8 87.9 82.3 13 1985 3097.87 385 8250 94.2 91.3 82.6 91.8 83.0 14 1986 2792.21 385 7688 87.8 82.6 82.6 82.8 83.0 15 1987 3262.68 417 8252 94.2 91.7 83.2 89.3 83.5 16 1988 2529.37 385 7152 81.4 80.0 83.0 74.8 82.9 17 1989 2710.26 385 8357 95.4 90.2 83.5 80.4 82.8 18 1990 2244.69 385 6622 75.6 69.6 82.7 66.6 81.9 19 1991 1827.62 385 5540 63.2 58.0 81.4 54.2 80.4 20 1992 2853.44 385 8163 92.9 82.4 81.4 84.4 80.6 21 1993 2613.71 385 7204 82.2 76.6 81.2 77.5 80.5 22 1994 1954.27 385 6033 68.9 56.6 80.1 58.0 79.4 23 1995 2119.99 385 5818 66.4 62.2 79.3 62.9 78.7 24 1996 3080.28 385 8362 95.2 90.4 79.8 91.1 79.2 25 1997 2235.48 385 6690 76.4 67.0 79.2 66.3 78.7 26 1998 2714.87 385 7366 84.1 80.2 79.3 80.5 78.8 27 1999 1791.48 385 4927 56.2 53.2 78.3 53.1 77.8 28 2000 2474.25 385 6784 77.2 73.1 78.1 73.2 77.6 29 2001 2655.95 385 7173 81.9 79.2 78.2 78.8 77.7 30 2002 2184.85 385 5857 66.9 64.2 77.7 64.8 77.3 31 2003 2583.05 385 6950 79.3 76.8 77.7 76.6 77.2 32 2004 2714.01 385 7685 87.5 80.8 77.8 80.2 77.3 33 2005 2433.38 385 7228 82.5 73.1 77.6 72.2 77.2 34 2006 2575.08 385 7636 87.2 76.5 77.6 76.4 77.2 35 2007 2290.27 385 6488 74.1 67.9 77.3 67.9 76.9 36 2008 2876.30 385 7464 85.0 83.4 77.5 85.0 77.1 37 2009 2931.78 385 7580 86.5 85.2 77.7 86.9 77.4 38 2010 2928.70 385 7727 88.2 85.8 77.9 86.8 77.6 39 2011 2707.55 385 7263 82.9 80.6 78.0 80.3 77.7 40 2012 2944.86 385 7707 87.7 87.1 78.2 87.1 77.9 41 2013 3038.98 385 7929 90.5 89.4 78.5 90.1 78.2 42 2014 3061.07 385 7932 90.5 89.3 78.7 90.8 78.5 43 2015 2704.38 385 7085 80.9 79.6 78.8 80.2 78.6 44 2016 2959.49 385 7783 88.6 87.3 78.9 87.5 78.8 45 2017 3148.86 385 8259 94.3 92.5 79.2 93.4 79.1 46 2018 8.92 385 73 0.8 0.4 77.5 0.3 77.4 47 2019 2994.94 385 7654 87.4 86.2 77.7 88.8 77.6 48 2020 2945.24 385 7956 90.6 89.3 78.0 87.1 77.8 49 2021 3020.99 385 7951 90.8 89.7 78.2 89.6 78.1 | NOVOVORONEZH-4 | PWR | VVER V-179 | Operational | 385 | 385 | 417 | 1375 | 129.14 | Joint Stock Company 'Concern Rosenergoatom' | Joint Stock Company 'Concern Rosenergoatom' | 1967-07-01 | 1972-12-25 | 1972-12-28 | None | None | None | 1973-03-24 | 0.781 | 0.829 | 0.782 | 448
450 | RUSSIA | Year Electricity Supplied [GW.h] Reference Unit Power [MW] Annual Time On Line [h] Operation Factor [%] Energy Availability Factor [%] Load Factor [%] Year Electricity Supplied [GW.h] Reference Unit Power [MW] Annual Time On Line [h] Operation Factor [%] Annual Cumulative Annual Cumulative 0 2015 34.55 820 23 NaN NaN NaN NaN NaN 1 2016 3456.96 820 5453 96.4 81.9 81.9 82.0 82.0 2 2017 5165.75 820 6551 74.8 71.8 73.3 71.9 73.4 3 2018 4408.98 820 5680 64.8 61.2 67.7 61.4 67.8 4 2019 4909.25 820 6196 70.7 68.3 67.9 68.3 68.0 5 2020 5934.14 820 7373 83.9 81.9 71.3 82.4 71.4 6 2021 3087.27 820 4049 46.2 43.3 65.9 43.0 65.9 | BELOYARSK-4 | FBR | BN-800 | Operational | 820 | 820 | 885 | 2100 | 27.00 | Joint Stock Company 'Concern Rosenergoatom' | Joint Stock Company 'Concern Rosenergoatom' | 2006-07-18 | 2014-06-27 | 2015-12-10 | None | None | None | 2016-10-31 | 0.659 | 0.69 | 0.659 | 451
452 | RUSSIA | Year Electricity Supplied [GW.h] Reference Unit Power [MW] Annual Time On Line [h] Operation Factor [%] Energy Availability Factor [%] Load Factor [%] Year Electricity Supplied [GW.h] Reference Unit Power [MW] Annual Time On Line [h] Operation Factor [%] Annual Cumulative Annual Cumulative 0 1973 918.20 411 4180 NaN NaN NaN NaN NaN 1 1974 1990.06 411 8463 96.6 79.2 79.2 55.3 55.3 2 1975 1015.76 411 5426 61.9 50.9 65.1 28.2 41.7 3 1976 2421.71 411 8247 93.9 74.0 68.1 67.1 50.2 4 1977 2101.05 411 7462 85.2 76.4 70.1 58.4 52.2 5 1978 2978.78 411 8074 92.2 82.6 72.6 82.7 58.3 6 1979 2435.60 411 6232 71.1 64.6 71.3 67.6 59.9 7 1980 3466.37 411 8072 91.9 90.9 74.1 96.0 65.1 8 1981 2870.79 411 7448 85.0 80.9 75.0 79.7 66.9 9 1982 2848.07 411 7875 89.9 85.5 76.1 79.1 68.2 10 1983 3217.37 411 7884 90.0 88.2 77.3 89.4 70.4 11 1984 3112.02 411 8060 91.8 84.9 78.0 86.2 71.8 12 1985 2388.76 411 6001 68.5 67.0 77.1 66.4 71.4 13 1986 2805.84 411 8074 92.2 85.1 77.7 77.9 71.8 14 1987 3268.23 440 7972 91.0 86.0 78.4 84.8 72.8 15 1988 2925.01 411 7482 85.2 82.7 78.6 81.0 73.4 16 1989 2675.48 411 6731 76.8 75.4 78.4 74.3 73.4 17 1990 2735.50 411 6838 78.1 76.0 78.3 76.0 73.6 18 1991 2773.12 411 6965 79.5 77.3 78.2 77.0 73.8 19 1992 2271.37 411 6651 75.7 63.4 77.5 62.9 73.2 20 1993 1992.62 411 5663 64.6 56.1 76.4 55.4 72.3 21 1994 1971.62 411 5359 61.2 56.5 75.5 54.8 71.5 22 1995 1581.37 411 5398 61.6 62.2 74.9 43.9 70.2 23 1996 1409.96 411 4466 50.8 46.4 73.6 39.0 68.9 24 1997 2404.12 411 7942 90.7 88.5 74.2 66.8 68.8 25 1998 1291.73 411 5658 64.6 37.7 72.8 35.9 67.5 26 1999 2028.49 411 7355 84.0 58.0 72.2 56.3 67.1 27 2000 1298.85 411 4643 52.9 37.2 70.9 36.0 65.9 28 2001 2243.22 411 7098 81.0 63.3 70.6 62.3 65.8 29 2002 1841.48 411 5660 64.6 51.6 70.0 51.2 65.3 30 2003 2164.00 411 6444 73.6 60.4 69.7 60.1 65.1 31 2004 2440.48 411 7326 83.4 68.2 69.6 67.6 65.2 32 2005 2151.67 411 6901 78.8 60.6 69.4 59.8 65.0 33 2006 2338.66 411 7661 87.4 66.0 69.2 65.0 65.0 34 2007 2658.02 411 7740 88.4 74.4 69.4 73.8 65.3 35 2008 2705.75 411 7397 84.2 84.3 69.8 75.0 65.6 36 2009 2277.43 411 7333 83.7 83.8 70.2 63.3 65.5 37 2010 2467.97 411 7912 90.3 85.8 70.6 68.6 65.6 38 2011 2465.32 411 7870 89.8 83.5 71.0 68.5 65.6 39 2012 2205.74 411 7021 79.9 82.2 71.3 61.1 65.5 40 2013 2380.88 411 7811 89.2 84.0 71.6 66.1 65.5 41 2014 1911.66 411 7536 86.0 85.2 71.9 53.1 65.2 42 2015 2112.22 411 7373 84.2 83.1 72.2 58.7 65.1 43 2016 2097.80 411 6386 72.7 78.4 72.3 58.1 64.9 44 2017 1982.33 411 7025 80.2 77.8 72.4 55.1 64.7 45 2018 688.02 411 2652 30.3 28.9 71.5 19.1 63.7 46 2019 2796.96 411 7740 88.4 80.2 71.7 77.7 64.0 47 2020 2327.08 411 7193 81.9 84.0 71.9 64.5 64.0 48 2021 1849.44 411 6406 73.1 87.2 72.2 51.4 63.7 | KOLA-1 | PWR | VVER V-230 | Operational | 411 | 411 | 440 | 1375 | 111.13 | Joint Stock Company 'Concern Rosenergoatom' | Joint Stock Company 'Concern Rosenergoatom' | 1970-05-01 | 1973-06-26 | 1973-06-29 | None | None | None | 1973-12-28 | 0.637 | 0.791 | 0.722 | 453
459 | RUSSIA | Year Electricity Supplied [GW.h] Reference Unit Power [MW] Annual Time On Line [h] Operation Factor [%] Energy Availability Factor [%] Load Factor [%] Year Electricity Supplied [GW.h] Reference Unit Power [MW] Annual Time On Line [h] Operation Factor [%] Annual Cumulative Annual Cumulative 0 1974 33.44 411 481 NaN NaN NaN NaN NaN 1 1975 1383.07 411 6449 74.0 88.2 88.2 37.5 37.5 2 1976 1943.15 411 7083 80.6 70.8 78.8 53.8 46.4 3 1977 2627.24 411 7038 80.3 76.9 78.1 73.0 55.7 4 1978 2982.47 411 7576 86.5 82.7 79.3 82.8 62.8 5 1979 3057.59 411 7663 87.5 82.4 79.9 84.9 67.4 6 1980 3266.85 411 7966 90.7 85.8 81.0 90.5 71.3 7 1981 3146.68 411 8225 93.9 87.8 81.9 87.4 73.7 8 1982 2462.96 411 6742 77.0 71.2 80.6 68.4 73.0 9 1983 3072.64 411 7963 90.9 85.3 81.1 85.3 74.4 10 1984 3034.45 411 8079 92.0 86.8 81.7 84.0 75.4 11 1985 3055.56 411 7872 89.9 84.9 82.0 84.9 76.3 12 1986 2844.15 411 7405 84.5 79.7 81.8 79.0 76.5 13 1987 3345.38 440 7900 90.2 89.6 82.4 86.8 77.4 14 1988 2873.27 411 7451 84.8 80.5 82.3 79.6 77.5 15 1989 2707.27 411 6859 78.3 74.8 81.8 75.2 77.4 16 1990 2610.91 411 6751 77.1 72.7 81.2 72.5 77.0 17 1991 2701.86 411 6983 79.7 75.3 80.9 75.0 76.9 18 1992 2133.04 411 5871 66.8 61.8 79.8 59.1 75.9 19 1993 2138.83 411 6377 72.8 60.7 78.8 59.4 75.1 20 1994 398.60 411 1466 16.7 16.7 75.7 11.1 71.8 21 1995 2205.78 411 6846 78.2 93.6 76.5 61.3 71.3 22 1996 1946.17 411 6243 71.1 65.5 76.0 53.9 70.5 23 1997 1157.94 411 3955 45.2 40.6 74.5 32.2 68.9 24 1998 2655.63 411 8029 91.7 74.5 74.5 73.8 69.1 25 1999 1272.59 411 4423 50.5 36.3 73.0 35.4 67.7 26 2000 2430.51 411 7626 86.8 68.2 72.8 67.3 67.7 27 2001 1722.31 411 6574 75.0 49.1 71.9 47.8 67.0 28 2002 1738.75 411 5564 63.5 48.7 71.1 48.3 66.3 29 2003 1866.10 411 5459 62.3 52.0 70.4 51.8 65.8 30 2004 1787.07 411 5731 65.2 49.9 69.7 49.5 65.2 31 2005 2889.18 411 7379 84.2 78.6 70.0 80.2 65.7 32 2006 2640.13 411 7597 86.7 72.0 70.1 73.3 66.0 33 2007 2508.92 411 7474 85.3 70.1 70.1 69.7 66.1 34 2008 2554.70 411 7762 88.4 89.1 70.6 70.8 66.2 35 2009 2384.55 411 6872 78.4 79.4 70.9 66.2 66.2 36 2010 2531.18 411 7619 87.0 90.2 71.4 70.3 66.3 37 2011 2501.98 411 7752 88.5 83.1 71.7 69.5 66.4 38 2012 2192.07 411 7775 88.5 81.8 72.0 60.7 66.3 39 2013 2412.70 411 7233 82.6 82.8 72.3 67.0 66.3 40 2014 2596.45 411 7823 89.3 89.3 72.7 72.1 66.4 41 2015 1463.78 411 5450 62.2 85.3 73.0 40.7 65.8 42 2016 2053.14 411 6416 73.0 79.4 73.2 56.9 65.6 43 2017 1787.16 411 5615 64.1 83.5 73.4 49.6 65.2 44 2018 2765.53 411 7437 84.9 84.1 73.6 76.8 65.5 45 2019 670.53 411 1904 21.7 20.4 72.5 18.6 64.4 46 2020 1890.68 411 7188 81.8 86.7 72.8 52.4 64.2 47 2021 1752.15 411 6931 79.1 80.4 72.9 48.7 63.8 | KOLA-2 | PWR | VVER V-230 | Operational | 411 | 411 | 440 | 1375 | 107.93 | Joint Stock Company 'Concern Rosenergoatom' | Joint Stock Company 'Concern Rosenergoatom' | 1970-05-01 | 1974-11-30 | 1974-12-09 | None | None | None | 1975-02-21 | 0.638 | 0.768 | 0.729 | 460
466 | RUSSIA | Year Electricity Supplied [GW.h] Reference Unit Power [MW] Annual Time On Line [h] Operation Factor [%] Energy Availability Factor [%] Load Factor [%] Year Electricity Supplied [GW.h] Reference Unit Power [MW] Annual Time On Line [h] Operation Factor [%] Annual Cumulative Annual Cumulative 0 1974 50.85 10 6913 88.6 88.0 88.0 68.7 68.7 1 1975 56.47 10 7105 81.1 74.4 80.2 64.5 66.3 2 1976 55.50 10 7830 89.1 83.7 81.5 63.2 65.2 3 1977 43.71 10 6846 78.2 70.4 78.5 49.9 61.1 4 1978 53.83 10 7466 85.2 91.3 81.2 61.4 61.2 5 1979 64.78 10 7574 86.5 76.0 80.3 74.0 63.4 6 1980 59.40 10 8065 91.8 74.2 79.4 67.6 64.0 7 1981 50.75 10 7260 82.9 72.7 78.6 57.9 63.2 8 1982 72.29 10 7627 87.1 85.0 79.3 82.5 65.4 9 1983 69.92 10 7810 89.2 83.3 79.7 79.8 66.9 10 1984 77.89 10 7854 89.4 88.0 80.5 88.7 68.9 11 1985 77.71 10 8025 91.6 88.4 81.2 88.7 70.6 12 1986 73.19 10 7603 86.8 83.2 81.3 83.6 71.6 13 1987 76.73 12 7117 81.2 81.3 81.3 73.0 71.8 14 1988 79.58 11 7895 89.9 90.3 82.0 82.4 72.5 15 1989 70.87 11 7841 89.5 90.0 82.5 73.6 72.6 16 1990 76.64 11 7397 84.4 85.1 82.7 79.5 73.0 17 1991 71.63 11 6802 77.6 78.6 82.4 74.3 73.1 18 1992 67.06 11 7477 85.1 85.8 82.6 69.4 72.9 19 1993 53.22 11 7492 85.5 62.7 81.6 55.2 72.0 20 1994 49.58 11 7501 85.6 86.9 81.8 51.4 70.9 21 1995 26.56 11 3624 41.4 41.6 79.9 27.6 68.8 22 1996 29.63 11 4572 52.0 54.1 78.7 30.7 67.1 23 1997 35.24 11 4877 55.7 56.5 77.7 36.6 65.7 24 1998 55.46 11 8414 96.0 67.0 77.3 57.6 65.4 25 1999 33.43 11 4779 54.6 40.3 75.8 34.7 64.1 26 2000 58.75 11 7616 86.7 68.1 75.5 60.8 64.0 27 2001 45.88 11 6393 73.0 55.0 74.7 47.6 63.4 28 2002 49.58 11 7375 84.2 60.0 74.2 51.4 63.0 29 2003 25.78 11 4805 54.8 34.1 72.8 26.8 61.7 30 2004 34.59 11 7434 84.6 46.6 71.9 35.8 60.8 31 2005 26.16 11 6904 78.8 38.5 70.8 27.2 59.7 32 2006 23.87 11 7162 81.8 36.3 69.7 24.8 58.6 33 2007 28.43 11 7154 81.7 40.7 68.8 29.5 57.7 34 2008 29.47 11 6261 71.3 72.6 69.0 30.5 56.9 35 2009 0.00 11 0 0.0 0.0 67.0 0.0 55.3 36 2010 8.37 11 1481 16.9 20.7 65.7 8.7 54.0 37 2011 38.15 11 6363 72.6 87.4 66.3 39.6 53.6 38 2012 40.33 11 6559 74.7 86.4 66.8 41.7 53.3 39 2013 37.70 11 6326 72.2 79.1 67.1 39.1 52.9 40 2014 44.47 11 7007 80.0 82.2 67.5 46.2 52.7 41 2015 39.82 11 6991 79.8 81.2 67.8 41.3 52.4 42 2016 47.90 11 7417 84.4 85.1 68.2 49.6 52.4 43 2017 40.37 11 6438 73.5 74.7 68.4 41.9 52.1 44 2018 14.54 11 1954 22.3 25.8 67.4 15.1 51.3 | BILIBINO-1 | LWGR | EGP-6 | Permanent Shutdown | 11 | 11 | 12 | 62 | 2.09 | Joint Stock Company 'Concern Rosenergoatom' | Joint Stock Company 'Concern Rosenergoatom' | 1970-01-01 | 1973-12-11 | 1974-01-12 | None | None | 2019-01-14 | 1974-04-01 | 0.513 | 0.75 | 0.674 | 467
467 | RUSSIA | Year Electricity Supplied [GW.h] ... Load Factor [%] Year Electricity Supplied [GW.h] ... Annual Cumulative 0 1974 Data from a trial operation not provided ... Data from a trial operation not provided Data from a trial operation not provided 1 1975 63.760 ... 78.1 78.1 2 1976 66.100 ... 75.2 76.6 3 1977 57.040 ... 65.1 72.7 4 1978 60.610 ... 69.2 71.8 5 1979 69.850 ... 79.7 73.4 6 1980 44.050 ... 50.2 69.5 7 1981 41.360 ... 47.2 66.2 8 1982 63.920 ... 73.0 67.1 9 1983 73.760 ... 84.2 69.0 10 1984 77.630 ... 88.4 71.0 11 1985 78.000 ... 89.0 72.6 12 1986 76.340 ... 87.1 73.8 13 1987 88.420 ... 84.1 74.8 14 1988 75.070 ... 77.7 75.0 15 1989 74.810 ... 77.6 75.2 16 1990 72.620 ... 75.4 75.2 17 1991 57.830 ... 60.0 74.3 18 1992 68.240 ... 70.6 74.0 19 1993 52.450 ... 54.4 73.0 20 1994 47.830 ... 49.6 71.7 21 1995 45.450 ... 47.2 70.5 22 1996 16.830 ... 17.4 67.9 23 1997 44.110 ... 45.8 66.9 24 1998 18.160 ... 18.8 64.8 25 1999 54.160 ... 56.2 64.5 26 2000 48.460 ... 50.2 63.9 27 2001 56.710 ... 58.9 63.7 28 2002 30.020 ... 31.2 62.5 29 2003 33.250 ... 34.5 61.5 30 2004 17.920 ... 18.6 60.0 31 2005 25.330 ... 26.3 58.9 32 2006 20.340 ... 21.1 57.7 33 2007 26.380 ... 27.4 56.7 34 2008 30.270 ... 31.3 55.9 35 2009 42.440 ... 44.0 55.6 36 2010 48.080 ... 49.9 55.4 37 2011 21.710 ... 22.5 54.5 38 2012 28.270 ... 29.3 53.8 39 2013 43.120 ... 44.8 53.6 40 2014 40.960 ... 42.5 53.3 41 2015 39.780 ... 41.3 53.0 42 2016 35.790 ... 37.0 52.6 43 2017 44.310 ... 46.0 52.4 44 2018 54.160 ... 56.2 52.5 45 2019 57.780 ... 60.0 52.7 46 2020 32.420 ... 33.6 52.3 47 2021 28.850 ... 29.9 51.8 [48 rows x 9 columns] | BILIBINO-2 | LWGR | EGP-6 | Operational | 11 | 11 | 12 | 62 | 2.28 | Joint Stock Company 'Concern Rosenergoatom' | Joint Stock Company 'Concern Rosenergoatom' | 1970-01-01 | 1974-12-07 | 1974-12-30 | None | None | None | 1975-02-01 | 0.518 | 0.794 | 0.73 | 468
468 | RUSSIA | Year Electricity Supplied [GW.h] Reference Unit Power [MW] Annual Time On Line [h] Operation Factor [%] Energy Availability Factor [%] Load Factor [%] Year Electricity Supplied [GW.h] Reference Unit Power [MW] Annual Time On Line [h] Operation Factor [%] Annual Cumulative Annual Cumulative 0 1975 0.50 10 240 NaN NaN NaN NaN NaN 1 1976 51.20 10 6655 77.4 83.3 83.3 62.2 62.2 2 1977 46.50 10 7533 86.0 78.2 80.7 53.1 57.4 3 1978 61.86 10 7514 85.8 86.2 82.6 70.6 62.0 4 1979 62.12 10 7837 89.5 82.4 82.5 70.9 64.2 5 1980 79.43 10 8130 92.6 91.0 84.3 90.4 69.6 6 1981 89.78 10 8480 96.8 96.6 86.4 102.5 75.1 7 1982 79.34 10 8323 95.0 94.8 87.6 90.6 77.4 8 1983 72.81 10 7782 88.8 85.3 87.3 83.1 78.1 9 1984 76.48 10 7876 89.7 87.4 87.3 87.1 79.1 10 1985 69.83 10 7119 81.3 78.5 86.4 79.7 79.2 11 1986 77.11 10 8001 91.3 87.7 86.5 88.0 80.0 12 1987 89.09 12 7801 89.0 89.1 86.8 84.8 80.4 13 1988 76.71 11 7815 89.0 89.5 87.0 79.4 80.4 14 1989 74.26 11 7756 88.5 89.0 87.2 77.1 80.1 15 1990 73.74 11 8024 91.6 91.1 87.4 76.5 79.8 16 1991 66.19 11 6749 77.0 76.6 86.7 68.7 79.1 17 1992 70.92 11 7727 88.0 79.7 86.3 73.4 78.8 18 1993 52.59 11 7218 82.4 61.5 84.8 54.6 77.3 19 1994 44.71 11 6342 72.4 72.0 84.1 46.4 75.6 20 1995 17.30 11 3293 37.6 34.9 81.5 18.0 72.6 21 1996 52.62 11 7142 81.3 82.3 81.6 54.5 71.7 22 1997 25.83 11 3769 43.0 42.9 79.7 26.8 69.5 23 1998 23.16 11 4200 48.0 29.1 77.4 24.0 67.5 24 1999 51.44 11 6607 75.4 59.9 76.7 53.4 66.9 25 2000 45.23 11 7569 86.2 54.8 75.8 46.8 66.0 26 2001 53.94 11 7383 84.3 63.0 75.2 56.0 65.6 27 2002 30.73 11 6250 71.4 39.4 73.9 31.9 64.3 28 2003 35.42 11 7097 81.0 46.7 72.9 36.8 63.3 29 2004 31.09 11 7166 81.6 42.0 71.8 32.2 62.2 30 2005 20.37 11 6102 69.7 30.9 70.4 21.1 60.8 31 2006 26.25 11 6542 74.7 36.9 69.2 27.2 59.7 32 2007 27.45 11 7257 82.8 38.6 68.2 28.5 58.7 33 2008 33.28 11 7335 83.5 85.7 68.8 34.4 57.9 34 2009 44.57 11 7972 91.0 91.4 69.5 46.2 57.6 35 2010 33.69 11 6035 68.9 77.5 69.7 35.0 56.9 36 2011 22.19 11 4885 55.8 88.0 70.2 23.0 55.9 37 2012 34.63 11 7253 82.6 86.7 70.7 35.8 55.4 38 2013 43.85 11 7436 84.9 85.6 71.1 45.5 55.1 39 2014 45.10 11 6615 75.5 76.7 71.2 46.8 54.9 40 2015 51.64 11 7337 83.8 85.1 71.6 53.6 54.8 41 2016 49.20 11 7410 84.4 85.1 71.9 50.9 54.8 42 2017 50.50 11 7377 84.2 84.9 72.3 52.4 54.7 43 2018 48.41 11 6626 75.6 76.8 72.4 50.2 54.6 44 2019 63.24 11 7849 89.6 90.1 72.8 65.6 54.8 45 2020 38.00 11 7380 84.0 84.7 73.0 39.3 54.5 46 2021 21.89 11 6747 77.0 80.3 73.2 22.7 53.8 | BILIBINO-3 | LWGR | EGP-6 | Operational | 11 | 11 | 12 | 62 | 2.32 | Joint Stock Company 'Concern Rosenergoatom' | Joint Stock Company 'Concern Rosenergoatom' | 1970-01-01 | 1975-12-06 | 1975-12-22 | None | None | None | 1976-02-01 | 0.538 | 0.802 | 0.732 | 469
469 | RUSSIA | Year Electricity Supplied [GW.h] Reference Unit Power [MW] Annual Time On Line [h] Operation Factor [%] Energy Availability Factor [%] Load Factor [%] Year Electricity Supplied [GW.h] Reference Unit Power [MW] Annual Time On Line [h] Operation Factor [%] Annual Cumulative Annual Cumulative 0 1976 0.60 10 120 NaN NaN NaN NaN NaN 1 1977 52.65 10 7392 84.4 82.9 82.9 60.1 60.1 2 1978 58.30 10 7827 89.4 91.1 87.0 66.6 63.3 3 1979 74.46 10 7552 86.2 83.9 85.9 85.0 70.6 4 1980 77.62 10 8347 95.0 92.9 87.7 88.4 75.0 5 1981 78.26 10 7734 88.3 86.6 87.5 89.3 77.9 6 1982 77.61 10 7976 91.0 90.7 88.0 88.6 79.7 7 1983 75.53 10 7923 90.4 86.9 87.8 86.2 80.6 8 1984 79.01 10 7744 88.2 86.8 87.7 90.0 81.8 9 1985 81.23 10 7919 90.4 89.5 87.9 92.7 83.0 10 1986 74.54 10 7083 80.9 79.8 87.1 85.1 83.2 11 1987 95.55 12 8154 93.1 93.3 87.8 90.9 84.0 12 1988 75.85 11 7617 86.7 87.3 87.7 78.5 83.5 13 1989 71.37 11 7853 89.6 93.2 88.2 74.1 82.8 14 1990 75.29 11 7588 86.6 86.4 88.0 78.1 82.4 15 1991 61.32 11 6139 70.1 69.9 86.8 63.6 81.1 16 1992 69.84 11 7756 88.3 87.8 86.8 72.3 80.5 17 1993 56.00 11 6918 79.0 64.4 85.4 58.1 79.1 18 1994 38.46 11 5266 60.1 61.8 84.1 39.9 76.8 19 1995 29.88 11 5083 58.0 62.7 82.9 31.0 74.3 20 1996 35.18 11 5109 58.2 59.1 81.7 36.4 72.3 21 1997 15.13 11 2490 28.4 28.4 79.0 15.7 69.5 22 1998 37.29 11 5510 62.9 44.5 77.4 38.7 68.1 23 1999 28.69 11 3993 45.6 34.8 75.5 29.8 66.4 24 2000 55.85 11 7740 88.1 64.2 75.0 57.8 66.0 25 2001 35.44 11 5931 67.7 43.2 73.7 36.8 64.8 26 2002 33.12 11 6419 73.3 46.3 72.6 34.4 63.6 27 2003 24.52 11 5849 66.8 34.0 71.1 25.4 62.1 28 2004 26.10 11 7303 83.1 36.7 69.8 27.0 60.8 29 2005 24.95 11 7300 83.3 36.3 68.7 25.9 59.6 30 2006 25.22 11 6626 75.6 36.4 67.6 26.2 58.4 31 2007 19.57 11 5983 68.3 30.9 66.3 20.3 57.2 32 2008 29.55 11 7023 80.0 87.7 67.0 30.6 56.3 33 2009 42.14 11 7663 87.5 88.4 67.7 43.7 55.9 34 2010 37.48 11 7272 83.0 86.9 68.3 38.9 55.4 35 2011 32.79 11 5944 67.8 77.3 68.5 34.0 54.8 36 2012 24.50 11 5886 67.0 86.7 69.0 25.4 54.0 37 2013 45.48 11 7472 85.3 87.4 69.6 47.2 53.8 38 2014 45.89 11 7187 82.0 84.6 70.0 47.6 53.6 39 2015 40.59 11 6307 72.0 76.0 70.1 42.1 53.3 40 2016 43.53 11 7163 81.6 83.6 70.5 45.0 53.1 41 2017 46.22 11 7395 84.4 85.1 70.8 48.0 53.0 42 2018 54.77 11 7392 84.4 85.1 71.2 56.8 53.0 43 2019 50.73 11 6705 76.5 77.6 71.3 52.6 53.0 44 2020 38.06 11 7194 81.9 82.7 71.6 39.4 52.7 45 2021 22.23 11 6890 78.6 80.2 71.8 23.1 52.1 | BILIBINO-4 | LWGR | EGP-6 | Operational | 11 | 11 | 12 | 62 | 2.15 | Joint Stock Company 'Concern Rosenergoatom' | Joint Stock Company 'Concern Rosenergoatom' | 1970-01-01 | 1976-12-12 | 1976-12-27 | None | None | None | 1977-01-01 | 0.521 | 0.78 | 0.718 | 470
473 | RUSSIA | Year Electricity Supplied [GW.h] Reference Unit Power [MW] Annual Time On Line [h] Operation Factor [%] Energy Availability Factor [%] Load Factor [%] Year Electricity Supplied [GW.h] Reference Unit Power [MW] Annual Time On Line [h] Operation Factor [%] Annual Cumulative Annual Cumulative 0 1973 32.50 925 241 NaN NaN NaN NaN NaN 1 1974 3608.20 925 6573 94.1 76.5 76.5 75.5 75.5 2 1975 3998.87 925 6661 76.0 50.6 54.3 49.4 53.1 3 1976 4098.22 925 6137 69.9 51.5 53.0 50.4 51.9 4 1977 5941.82 925 8192 93.5 74.1 59.7 73.3 58.6 5 1978 5413.71 925 6735 76.9 67.3 61.5 66.8 60.6 6 1979 6321.96 925 7973 91.0 78.7 64.8 78.0 64.0 7 1980 5542.13 925 6574 74.8 68.3 65.4 68.2 64.7 8 1981 6414.71 925 8018 91.5 79.6 67.4 79.2 66.7 9 1982 5709.63 925 6665 76.1 70.8 67.8 70.5 67.1 10 1983 7164.79 925 7803 89.1 87.6 69.9 88.4 69.5 11 1984 6650.09 925 7321 83.3 81.7 71.1 81.8 70.7 12 1985 7008.06 925 8059 92.0 86.3 72.5 86.5 72.1 13 1986 5924.11 925 6677 76.2 73.3 72.5 73.1 72.2 14 1987 8113.04 1000 8255 94.2 92.7 74.2 92.6 73.8 15 1988 6620.28 925 7519 85.6 81.6 74.7 81.5 74.4 16 1989 4576.96 925 4993 57.0 56.0 73.5 56.5 73.2 17 1990 0.00 925 0 0.0 0.0 69.0 0.0 68.7 18 1991 3933.96 925 6385 72.9 49.8 67.8 48.6 67.5 19 1992 7191.61 925 7995 91.0 88.0 69.0 88.5 68.7 20 1993 6520.38 925 7354 84.0 81.7 69.6 80.5 69.3 21 1994 5531.15 925 6956 79.4 77.6 70.0 68.3 69.2 22 1995 0.00 925 0 0.0 0.0 66.7 0.0 66.0 23 1996 3852.78 925 4454 50.7 47.5 65.8 47.4 65.2 24 1997 6872.39 925 7785 88.9 86.1 66.7 84.8 66.0 25 1998 5630.26 925 6220 71.0 68.8 66.8 69.5 66.2 26 1999 6637.86 925 7431 84.8 81.3 67.4 81.9 66.8 27 2000 6317.84 925 7069 80.5 77.2 67.8 77.8 67.2 28 2001 7097.80 925 7923 90.4 87.4 68.5 87.6 67.9 29 2002 5824.59 925 7104 81.1 71.2 68.6 71.9 68.1 30 2003 7446.31 925 8495 97.0 92.2 69.4 91.9 68.9 31 2004 1328.47 925 1715 19.5 16.7 67.6 16.4 67.2 32 2005 7145.41 925 8255 94.2 88.5 68.3 88.2 67.8 33 2006 6802.10 925 7651 87.3 83.9 68.8 84.0 68.3 34 2007 7538.34 925 8306 94.8 92.0 69.5 93.0 69.1 35 2008 5848.75 925 6421 73.1 72.6 69.6 72.0 69.2 36 2009 7616.01 925 8385 95.7 95.1 70.3 94.0 69.9 37 2010 6345.23 925 6912 78.9 78.2 70.5 78.3 70.1 38 2011 4766.10 925 5269 60.2 58.2 70.2 58.8 69.8 39 2012 2199.08 925 3025 34.4 27.5 69.1 27.1 68.7 40 2013 519.83 925 876 10.0 6.8 67.5 6.4 67.1 41 2014 6020.69 925 7159 81.7 74.4 67.7 74.3 67.3 42 2015 5397.08 925 6116 69.8 68.5 67.7 66.6 67.2 43 2016 6613.85 925 7223 82.2 82.0 68.0 81.4 67.6 44 2017 4691.88 925 5227 59.7 57.7 67.8 57.9 67.4 45 2018 5693.68 925 6234 73.0 72.5 67.9 72.0 67.5 | LENINGRAD-1 | LWGR | RBMK-1000 | Permanent Shutdown | 925 | 925 | 1000 | 3200 | 244.06 | Joint Stock Company 'Concern Rosenergoatom' | Joint Stock Company 'Concern Rosenergoatom' | 1970-03-01 | 1973-09-12 | 1973-12-21 | None | None | 2018-12-22 | 1974-11-01 | 0.675 | 0.731 | 0.679 | 474
474 | RUSSIA | Year Electricity Supplied [GW.h] Reference Unit Power [MW] Annual Time On Line [h] Operation Factor [%] Energy Availability Factor [%] Load Factor [%] Year Electricity Supplied [GW.h] Reference Unit Power [MW] Annual Time On Line [h] Operation Factor [%] Annual Cumulative Annual Cumulative 0 1975 1639.95 925 2744 NaN NaN NaN NaN NaN 1 1976 5492.29 925 7654 86.0 67.9 67.9 65.5 65.5 2 1977 5413.69 925 7337 83.8 67.1 67.4 66.8 66.2 3 1978 6310.80 925 8008 91.4 78.8 71.3 77.9 70.2 4 1979 5633.67 925 6954 79.4 70.1 71.0 69.5 70.0 5 1980 6351.84 925 7960 90.6 78.6 72.6 78.2 71.7 6 1981 5177.19 925 6057 69.1 62.0 70.8 63.9 70.4 7 1982 7266.78 925 8125 92.8 89.9 73.5 89.7 73.2 8 1983 6790.78 925 7479 85.4 83.6 74.8 83.8 74.5 9 1984 7145.90 925 7881 89.7 87.4 76.2 88.0 76.0 10 1985 5962.57 925 6604 75.4 74.3 76.0 73.6 75.8 11 1986 7152.34 925 7914 90.3 88.1 77.1 88.3 76.9 12 1987 7228.20 1000 7513 85.8 83.0 77.7 82.5 77.4 13 1988 6814.92 925 7417 84.4 83.6 78.1 83.9 77.9 14 1989 6111.49 925 7102 81.1 75.6 77.9 75.4 77.7 15 1990 5998.30 925 8125 92.8 75.3 77.8 74.0 77.5 16 1991 4410.75 925 7204 82.2 56.3 76.4 54.4 76.0 17 1992 0.00 925 0 0.0 0.0 71.9 0.0 71.6 18 1993 0.00 925 0 0.0 0.0 67.9 0.0 67.6 19 1994 164.10 925 660 7.5 2.3 64.5 2.0 64.2 20 1995 6812.05 925 8280 94.5 86.2 65.6 84.1 65.1 21 1996 7244.91 925 7922 90.2 89.1 66.7 89.2 66.3 22 1997 6587.14 925 7342 83.8 82.6 67.4 81.3 67.0 23 1998 5916.70 925 6643 75.8 72.4 67.6 73.0 67.2 24 1999 6557.78 925 7299 83.3 80.2 68.2 80.9 67.8 25 2000 7252.55 925 7972 90.8 88.6 69.0 89.3 68.7 26 2001 7073.50 925 7904 90.2 86.6 69.6 87.3 69.4 27 2002 7024.86 925 7961 90.9 86.6 70.3 86.7 70.0 28 2003 7134.43 925 8298 94.7 88.0 70.9 88.0 70.7 29 2004 6711.54 925 7832 89.2 82.9 71.3 82.6 71.1 30 2005 3763.24 925 4557 52.0 46.6 70.5 46.4 70.3 31 2006 1461.44 925 1760 20.1 18.1 68.8 18.0 68.6 32 2007 6461.37 925 7077 80.8 79.0 69.1 79.7 68.9 33 2008 7017.53 925 7810 88.9 88.1 69.7 86.4 69.4 34 2009 7278.61 925 8310 94.9 93.4 70.4 89.8 70.0 35 2010 6434.67 925 7352 83.9 79.6 70.7 79.4 70.3 36 2011 7751.04 925 8362 95.5 94.3 71.3 95.7 71.0 37 2012 5326.19 925 6317 71.9 65.4 71.2 65.6 70.9 38 2013 3311.25 925 5181 59.1 41.6 70.4 40.9 70.1 39 2014 3213.99 925 4406 50.3 40.5 69.6 39.7 69.3 40 2015 6558.58 925 7316 83.5 82.0 69.9 80.9 69.6 41 2016 5602.15 925 6037 68.7 67.7 69.9 69.0 69.6 42 2017 6331.28 925 7160 81.7 78.6 70.1 78.1 69.8 43 2018 5668.25 925 6265 71.5 69.7 70.1 70.0 69.8 44 2019 5996.32 925 6791 77.5 73.9 70.2 74.0 69.9 45 2020 4754.95 925 5555 72.9 68.3 70.1 67.5 69.8 | LENINGRAD-2 | LWGR | RBMK-1000 | Permanent Shutdown | 925 | 925 | 1000 | 3200 | 255.71 | Joint Stock Company 'Concern Rosenergoatom' | Joint Stock Company 'Concern Rosenergoatom' | 1970-06-01 | 1975-05-06 | 1975-07-11 | None | None | 2020-11-10 | 1976-02-11 | 0.698 | 0.756 | 0.701 | 475
475 | RUSSIA | Year Electricity Supplied [GW.h] Reference Unit Power [MW] Annual Time On Line [h] Operation Factor [%] Energy Availability Factor [%] Load Factor [%] Year Electricity Supplied [GW.h] Reference Unit Power [MW] Annual Time On Line [h] Operation Factor [%] Annual Cumulative Annual Cumulative 0 1976 2.41 925 312 NaN NaN NaN NaN NaN 1 1977 3644.87 925 6899 85.9 79.1 79.1 71.4 71.4 2 1978 5058.11 925 7573 86.4 63.0 66.2 62.4 64.2 3 1979 5930.25 925 7528 85.9 73.1 69.3 73.2 68.2 4 1980 6477.67 925 7669 87.3 79.7 72.5 79.7 71.8 5 1981 6132.76 925 7885 90.0 76.4 73.4 75.7 72.7 6 1982 7010.42 925 7788 88.9 85.7 75.7 86.5 75.3 7 1983 6720.27 925 7456 85.1 82.2 76.8 82.9 76.5 8 1984 6659.97 925 7369 83.9 81.4 77.4 82.0 77.3 9 1985 6346.78 925 7186 82.0 76.8 77.3 78.3 77.4 10 1986 5675.79 925 6598 75.3 69.2 76.4 70.0 76.6 11 1987 7022.68 1000 7407 84.6 82.6 77.1 80.2 77.0 12 1988 6637.98 925 7350 83.7 81.8 77.5 81.7 77.4 13 1989 5745.43 925 6582 75.1 68.2 76.8 70.9 76.9 14 1990 5090.51 925 6817 77.8 65.7 75.9 62.8 75.8 15 1991 4163.08 925 7038 80.3 52.5 74.3 51.4 74.1 16 1992 3669.24 925 6103 69.5 46.2 72.5 45.2 72.2 17 1993 4809.41 925 8145 93.0 61.8 71.8 59.4 71.4 18 1994 1560.59 925 2686 30.7 19.8 68.8 19.3 68.4 19 1995 0.00 925 0 0.0 0.0 65.1 0.0 64.7 20 1996 0.00 925 0 0.0 0.0 61.7 0.0 61.4 21 1997 27.76 925 61 0.7 0.5 58.7 0.3 58.4 22 1998 4508.63 925 7845 89.6 57.4 58.6 55.6 58.2 23 1999 4557.04 925 7464 85.2 57.6 58.6 56.2 58.1 24 2000 3449.69 925 5531 63.0 43.6 57.9 42.5 57.5 25 2001 1296.07 925 2042 23.3 16.4 56.2 16.0 55.8 26 2002 2462.70 925 3439 39.3 30.8 55.2 30.4 54.8 27 2003 6452.71 925 7262 82.9 78.9 56.1 79.6 55.7 28 2004 6601.33 925 7363 83.8 81.1 57.0 81.2 56.6 29 2005 6219.96 925 7651 87.3 77.0 57.7 76.8 57.4 30 2006 5837.69 925 7089 80.9 72.2 58.2 72.0 57.8 31 2007 6736.18 925 7670 87.6 82.8 59.0 83.1 58.7 32 2008 6464.58 925 7596 86.5 81.4 59.8 79.6 59.4 33 2009 7161.20 925 8068 92.1 90.0 60.7 88.4 60.2 34 2010 5640.73 925 5991 68.4 69.5 61.0 69.6 60.5 35 2011 7654.80 925 8620 98.4 90.7 61.8 94.5 61.5 36 2012 5988.71 925 6392 72.8 71.2 62.1 73.7 61.9 37 2013 6759.55 925 7217 82.4 81.0 62.6 83.4 62.4 38 2014 6277.53 925 6846 78.1 75.2 62.9 77.5 62.8 39 2015 6849.24 925 7482 85.4 82.7 63.5 84.5 63.4 40 2016 5293.85 925 6143 69.9 65.6 63.5 65.2 63.5 41 2017 6684.29 925 7504 85.7 81.9 64.0 82.5 63.9 42 2018 4685.45 925 5302 60.5 57.6 63.8 57.8 63.8 43 2019 5300.40 925 5889 67.2 65.0 63.8 65.4 63.8 44 2020 5208.97 925 5781 65.8 63.7 63.8 64.1 63.8 45 2021 5656.38 925 6814 80.4 72.6 64.0 72.2 64.0 | KURSK-1 | LWGR | RBMK-1000 | Permanent Shutdown | 925 | 925 | 1000 | 3200 | 231.07 | Joint Stock Company 'Concern Rosenergoatom' | Joint Stock Company 'Concern Rosenergoatom' | 1972-06-01 | 1976-10-25 | 1976-12-19 | None | None | 2021-12-19 | 1977-10-12 | 0.64 | 0.723 | 0.64 | 476
482 | RUSSIA | Year Electricity Supplied [GW.h] Reference Unit Power [MW] Annual Time On Line [h] Operation Factor [%] Energy Availability Factor [%] Load Factor [%] Year Electricity Supplied [GW.h] Reference Unit Power [MW] Annual Time On Line [h] Operation Factor [%] Annual Cumulative Annual Cumulative 0 1980 973.69 950 3210 NaN NaN NaN NaN NaN 1 1981 4639.79 950 6929 77.8 56.6 56.6 56.1 56.1 2 1982 5042.84 950 6631 75.7 60.9 58.9 60.6 58.6 3 1983 6607.53 950 7716 88.1 79.5 66.2 79.4 65.9 4 1984 6979.64 950 7742 88.1 83.4 70.7 83.6 70.5 5 1985 6894.29 950 7979 91.1 83.1 73.3 82.8 73.1 6 1986 5523.75 950 6806 77.7 65.9 72.0 66.4 71.9 7 1987 7052.70 1000 7399 84.5 81.8 73.5 80.5 73.2 8 1988 3017.85 950 3439 39.2 36.5 68.8 36.2 68.5 9 1989 3308.95 950 3778 43.1 40.9 65.7 39.8 65.3 10 1990 3913.28 950 4715 53.8 47.6 63.8 47.0 63.4 11 1991 5878.22 950 6996 79.9 71.5 64.6 70.6 64.1 12 1992 3752.83 950 5244 59.7 45.7 63.0 45.0 62.5 13 1993 5935.41 950 7448 85.0 72.6 63.7 71.3 63.2 14 1994 2281.89 950 4288 49.0 28.9 61.2 27.4 60.6 15 1995 4753.72 950 6670 76.1 57.5 61.0 57.1 60.4 16 1996 3861.84 950 4759 54.2 46.7 60.0 46.3 59.5 17 1997 5949.25 950 6854 78.2 71.4 60.7 71.5 60.2 18 1998 3771.78 950 4457 50.9 44.9 59.8 45.3 59.4 19 1999 4845.42 950 6062 69.2 58.7 59.8 58.2 59.3 20 2000 5278.64 950 6479 73.8 63.5 60.0 63.3 59.5 21 2001 5984.59 950 7508 85.7 72.3 60.6 71.9 60.1 22 2002 6762.21 950 7430 84.8 80.7 61.5 81.3 61.1 23 2003 6951.21 950 7507 85.7 83.0 62.4 83.5 62.0 24 2004 3610.61 950 4032 45.9 43.1 61.6 43.3 61.3 25 2005 2544.26 950 2861 32.7 30.6 60.4 30.6 60.0 26 2006 7264.41 950 7762 88.6 86.7 61.4 87.3 61.1 27 2007 6556.27 950 7140 81.5 78.5 62.0 78.8 61.7 28 2008 7285.18 950 7718 87.9 86.9 62.9 87.3 62.6 29 2009 6518.11 950 6865 78.4 77.6 63.4 78.3 63.2 30 2010 5585.30 950 6404 73.1 67.0 63.5 67.1 63.3 31 2011 2085.77 950 2422 27.6 25.1 62.3 25.1 62.1 32 2012 7014.58 950 7457 84.9 83.6 63.0 84.1 62.8 33 2013 7205.36 950 7773 88.7 86.0 63.7 86.6 63.5 34 2014 6193.58 950 7712 88.0 74.4 64.0 74.4 63.8 35 2015 6209.76 950 7120 81.3 74.3 64.3 74.6 64.1 36 2016 7191.83 950 7777 88.5 85.9 64.9 86.2 64.8 37 2017 6560.03 950 7811 89.2 78.9 65.3 78.8 65.1 38 2018 7134.80 950 7766 88.6 86.2 65.8 85.7 65.7 39 2019 6092.49 950 6806 77.7 74.2 66.0 73.2 65.9 40 2020 6787.87 950 7483 85.2 83.9 66.5 81.3 66.3 41 2021 7227.84 950 7774 88.7 87.2 67.0 86.8 66.8 | NOVOVORONEZH-5 | PWR | VVER V-187 | Operational | 950 | 950 | 1000 | 3000 | 221.81 | Joint Stock Company 'Concern Rosenergoatom' | Joint Stock Company 'Concern Rosenergoatom' | 1974-03-01 | 1980-04-30 | 1980-05-31 | None | None | None | 1981-02-20 | 0.668 | 0.738 | 0.67 | 483
483 | RUSSIA | Year Electricity Supplied [GW.h] ... Load Factor [%] Year Electricity Supplied [GW.h] ... Annual Cumulative 0 1980 Data from a trial operation not provided ... Data from a trial operation not provided Data from a trial operation not provided 1 1981 Data Not Provided ... Data Not Provided Data Not Provided 2 1982 2771.000 ... 56.5 56.5 3 1983 3545.210 ... 72.3 64.4 4 1984 3584.110 ... 72.9 67.2 5 1985 3561.830 ... 72.6 68.6 6 1986 3600.730 ... 73.4 69.5 7 1987 3894.990 ... 74.1 70.3 8 1988 3762.190 ... 76.5 71.2 9 1989 3694.430 ... 75.3 71.7 10 1990 3198.000 ... 65.2 71.0 11 1991 3394.000 ... 69.2 70.8 12 1992 4094.970 ... 83.3 71.9 13 1993 3914.920 ... 79.8 72.6 14 1994 3810.670 ... 77.7 73.0 15 1995 3413.270 ... 69.6 72.7 16 1996 3722.330 ... 75.7 72.9 17 1997 3545.800 ... 72.3 72.9 18 1998 2335.330 ... 47.6 71.4 19 1999 3720.990 ... 75.8 71.7 20 2000 3565.820 ... 72.5 71.7 21 2001 3891.100 ... 79.3 72.1 22 2002 3774.400 ... 76.9 72.3 23 2003 3693.280 ... 75.3 72.4 24 2004 3927.640 ... 79.8 72.8 25 2005 3802.750 ... 77.5 73.0 26 2006 3844.940 ... 78.4 73.2 27 2007 3798.420 ... 77.4 73.3 28 2008 3781.030 ... 76.9 73.5 29 2009 3736.600 ... 76.2 73.6 30 2010 3669.750 ... 74.8 73.6 31 2011 3968.730 ... 80.9 73.9 32 2012 3975.500 ... 80.8 74.1 33 2013 3841.060 ... 78.3 74.2 34 2014 4222.910 ... 86.1 74.6 35 2015 4220.160 ... 86.0 74.9 36 2016 4307.170 ... 87.6 75.3 37 2017 4323.230 ... 88.1 75.6 38 2018 3809.520 ... 77.7 75.7 39 2019 4184.260 ... 85.3 75.9 40 2020 4169.760 ... 84.8 76.2 41 2021 4152.250 ... 84.6 76.4 [42 rows x 9 columns] | BELOYARSK-3 | FBR | BN-600 | Operational | 560 | 560 | 600 | 1470 | 153.28 | Joint Stock Company 'Concern Rosenergoatom' | Joint Stock Company 'Concern Rosenergoatom' | 1969-01-01 | 1980-02-26 | 1980-04-08 | None | None | None | 1981-11-01 | 0.764 | 0.789 | 0.759 | 484
484 | RUSSIA | Year Electricity Supplied [GW.h] Reference Unit Power [MW] Annual Time On Line [h] Operation Factor [%] Energy Availability Factor [%] Load Factor [%] Year Electricity Supplied [GW.h] Reference Unit Power [MW] Annual Time On Line [h] Operation Factor [%] Annual Cumulative Annual Cumulative 0 1979 3613.90 925 6734 80.4 62.4 62.4 62.3 62.3 1 1980 6404.32 925 7658 87.2 78.4 74.4 78.8 74.7 2 1981 6385.88 925 7874 89.9 78.7 76.3 78.8 76.4 3 1982 5875.79 925 6443 73.6 71.1 74.7 72.5 75.3 4 1983 5707.64 925 7104 81.1 70.1 73.6 70.4 74.2 5 1984 6326.50 925 7219 82.2 77.1 74.3 77.9 74.8 6 1985 6459.94 925 7598 86.7 79.4 75.1 79.7 75.6 7 1986 5617.31 925 6575 75.1 69.1 74.3 69.3 74.8 8 1987 7196.69 1000 7539 86.1 83.3 75.4 82.2 75.7 9 1988 5725.66 925 6609 75.2 73.9 75.3 70.5 75.2 10 1989 6164.20 925 6797 77.6 74.9 75.2 76.1 75.2 11 1990 4789.70 925 6874 78.5 62.2 74.1 59.1 73.8 12 1991 4375.96 925 7361 84.0 55.3 72.6 54.0 72.2 13 1992 2158.37 925 3552 40.4 27.2 69.2 26.6 68.8 14 1993 4438.15 925 7432 84.8 57.1 68.4 54.8 67.8 15 1994 4212.17 925 7385 84.3 53.5 67.4 52.0 66.8 16 1995 4745.36 925 7708 88.0 59.8 66.9 58.6 66.3 17 1996 4196.12 925 7099 80.8 52.7 66.1 51.6 65.5 18 1997 4354.28 925 7076 80.8 54.9 65.5 53.7 64.8 19 1998 1685.05 925 2805 32.0 21.3 63.2 20.8 62.6 20 1999 3708.09 925 6066 69.2 46.8 62.4 45.8 61.8 21 2000 3668.06 925 6211 70.7 46.2 61.7 45.1 61.0 22 2001 4768.15 925 7667 87.5 60.1 61.6 58.8 60.9 23 2002 3027.77 925 4770 54.4 38.1 60.6 37.4 59.9 24 2003 3756.24 925 5834 66.6 46.4 60.0 46.4 59.3 25 2004 3692.07 925 4318 49.2 45.0 59.4 45.4 58.8 26 2005 6896.62 925 7782 88.8 84.7 60.4 85.1 59.8 27 2006 6574.42 925 7320 83.6 80.3 61.1 81.1 60.6 28 2007 5728.65 925 6207 70.9 69.5 61.4 70.7 60.9 29 2008 6835.74 925 7351 83.7 82.6 62.1 84.1 61.7 30 2009 6428.15 925 6778 77.4 76.6 62.6 79.3 62.3 31 2010 7448.67 925 8076 92.2 87.8 63.4 91.9 63.2 32 2011 6368.67 925 6539 74.6 75.3 63.8 78.6 63.7 33 2012 7401.98 925 7802 88.8 87.8 64.5 91.1 64.5 34 2013 1584.36 925 1606 18.3 18.2 63.1 19.6 63.2 35 2014 6299.77 925 7011 80.0 77.7 63.6 77.7 63.6 36 2015 6556.20 925 7160 81.7 79.4 64.0 80.9 64.1 37 2016 5678.19 925 6425 73.1 68.8 64.1 69.9 64.2 38 2017 5437.61 925 6209 70.9 66.1 64.2 67.1 64.3 39 2018 4702.96 925 5689 64.9 56.2 64.0 58.0 64.2 40 2019 5207.62 925 5656 64.6 62.0 63.9 64.3 64.2 41 2020 5532.83 925 5945 67.7 66.6 64.0 68.1 64.3 42 2021 5567.70 925 6162 70.3 68.3 64.1 68.7 64.4 | KURSK-2 | LWGR | RBMK-1000 | Operational | 925 | 925 | 1000 | 3200 | 222.92 | Joint Stock Company 'Concern Rosenergoatom' | Joint Stock Company 'Concern Rosenergoatom' | 1973-01-01 | 1978-12-16 | 1979-01-28 | None | None | None | 1979-08-17 | 0.644 | 0.743 | 0.641 | 485
485 | RUSSIA | Year Electricity Supplied [GW.h] Reference Unit Power [MW] Annual Time On Line [h] Operation Factor [%] Energy Availability Factor [%] Load Factor [%] Year Electricity Supplied [GW.h] Reference Unit Power [MW] Annual Time On Line [h] Operation Factor [%] Annual Cumulative Annual Cumulative 0 1982 193.70 925 528 NaN NaN NaN NaN NaN 1 1983 4744.20 925 7223 99.9 99.6 99.6 100.8 100.8 2 1984 6921.35 925 7830 89.1 84.2 87.3 85.2 88.3 3 1985 5850.24 925 6806 77.7 72.4 80.7 72.2 81.2 4 1986 3039.75 925 3472 39.6 37.8 67.5 37.5 67.8 5 1987 7445.76 1000 7620 87.0 86.7 72.3 85.0 72.0 6 1988 6695.59 925 7288 83.0 81.9 74.1 82.4 74.0 7 1989 6506.46 925 7177 81.9 79.3 74.9 80.3 75.0 8 1990 6227.84 925 6851 78.2 76.1 75.1 76.9 75.2 9 1991 6693.92 925 7252 82.8 81.3 75.8 82.6 76.1 10 1992 6849.38 925 7563 86.1 83.7 76.7 84.3 77.0 11 1993 6290.56 925 6993 79.8 78.0 76.8 77.6 77.1 12 1994 4217.84 925 6286 71.8 57.8 75.1 52.0 74.9 13 1995 5002.47 925 6390 73.0 63.0 74.2 61.7 73.8 14 1996 5666.43 925 6604 75.2 71.6 74.0 69.7 73.5 15 1997 4674.51 925 5366 61.3 57.8 72.8 57.7 72.4 16 1998 3554.08 925 5411 61.8 45.0 71.0 43.9 70.5 17 1999 6478.89 925 7417 84.7 80.1 71.6 80.0 71.1 18 2000 5228.48 925 5738 65.3 63.8 71.1 64.4 70.7 19 2001 5165.12 925 5940 67.8 63.2 70.7 63.7 70.3 20 2002 6866.73 925 7587 86.6 83.7 71.4 84.7 71.1 21 2003 6711.76 925 7533 86.0 82.9 71.9 82.8 71.7 22 2004 2337.12 925 2592 29.5 28.5 69.9 28.8 69.6 23 2005 7354.10 925 8414 96.0 90.6 70.8 90.8 70.6 24 2006 5417.08 925 6021 68.7 67.1 70.7 66.8 70.4 25 2007 6569.65 925 7138 81.5 80.2 71.0 81.1 70.9 26 2008 7794.93 925 8430 96.0 94.9 72.0 95.9 71.9 27 2009 6122.29 925 6974 79.6 77.3 72.2 75.6 72.0 28 2010 4896.26 925 5424 61.9 61.1 71.8 60.4 71.6 29 2011 5444.54 925 5899 67.4 66.0 71.6 67.2 71.4 30 2012 6306.76 925 6741 76.7 75.9 71.7 77.6 71.6 31 2013 7775.27 925 8267 94.4 93.5 72.4 96.0 72.4 32 2014 7330.99 925 7691 87.8 87.1 72.9 90.5 73.0 33 2015 7050.99 925 7394 84.4 83.2 73.2 87.0 73.4 34 2016 6746.07 925 7003 79.7 79.4 73.4 83.0 73.7 35 2017 6710.68 925 7720 88.1 80.4 73.6 82.8 74.0 36 2018 6788.06 925 7256 82.8 80.8 73.8 83.8 74.3 37 2019 6373.86 925 6673 76.2 75.5 73.9 78.7 74.4 38 2020 6155.00 925 6930 78.9 73.9 73.9 75.8 74.4 39 2021 7267.29 925 7736 88.3 86.5 74.2 89.7 74.8 | SMOLENSK-1 | LWGR | RBMK-1000 | Operational | 925 | 925 | 1000 | 3200 | 234.84 | Joint Stock Company 'Concern Rosenergoatom' | Joint Stock Company 'Concern Rosenergoatom' | 1975-10-01 | 1982-09-10 | 1982-12-09 | None | None | None | 1983-09-30 | 0.748 | 0.774 | 0.742 | 486
486 | RUSSIA | Year Electricity Supplied [GW.h] Reference Unit Power [MW] Annual Time On Line [h] Operation Factor [%] Energy Availability Factor [%] Load Factor [%] Year Electricity Supplied [GW.h] Reference Unit Power [MW] Annual Time On Line [h] Operation Factor [%] Annual Cumulative Annual Cumulative 0 1985 3623.94 925 4593 91.9 81.3 81.3 81.0 81.0 1 1986 6667.30 925 7442 85.0 82.6 82.2 82.3 81.8 2 1987 6364.93 1000 6707 76.6 74.5 79.0 72.7 78.0 3 1988 6757.16 925 7594 86.4 83.5 80.2 83.2 79.4 4 1989 6627.33 925 7336 83.7 81.5 80.5 81.8 80.0 5 1990 6710.59 925 7453 85.1 82.5 80.9 82.8 80.5 6 1991 5796.72 925 6495 74.1 71.4 79.4 71.5 79.1 7 1992 6731.61 925 7472 85.1 82.6 79.8 82.9 79.6 8 1993 6634.11 925 7492 85.5 82.7 80.2 81.9 79.9 9 1994 5259.83 925 7044 80.4 66.6 78.8 64.9 78.3 10 1995 5337.40 925 6738 76.9 66.8 77.6 65.9 77.1 11 1996 6127.71 925 7010 79.8 77.8 77.6 75.4 77.0 12 1997 4991.02 925 5642 64.4 61.6 76.4 61.6 75.8 13 1998 5297.02 925 6576 75.1 65.6 75.6 65.4 75.0 14 1999 5362.50 925 6090 69.5 66.0 74.9 66.2 74.4 15 2000 6566.15 925 7108 80.9 80.1 75.3 80.8 74.8 16 2001 6457.64 925 7537 86.0 79.0 75.5 79.7 75.1 17 2002 3431.09 925 3890 44.4 41.7 73.6 42.3 73.2 18 2003 6438.59 925 7734 88.3 79.1 73.9 79.5 73.6 19 2004 7480.14 925 8312 94.6 90.8 74.7 92.1 74.5 20 2005 3053.40 925 3734 42.6 37.7 72.9 37.7 72.7 21 2006 7623.87 925 8306 94.8 93.2 73.9 94.1 73.7 22 2007 4096.43 925 4878 55.7 49.7 72.8 50.6 72.7 23 2008 6718.76 925 7823 89.1 83.2 73.2 82.7 73.1 24 2009 7668.41 925 8279 94.5 93.8 74.1 94.6 74.0 25 2010 6651.23 925 7626 87.0 82.0 74.4 82.1 74.3 26 2011 7328.17 925 8314 94.9 89.6 75.0 90.4 74.9 27 2012 6802.21 925 7767 88.4 85.9 75.4 83.7 75.2 28 2013 2630.28 925 3045 34.8 32.6 73.9 32.5 73.7 29 2014 7821.17 925 8524 97.3 94.3 74.6 96.5 74.5 30 2015 7404.36 925 7809 89.1 87.6 75.0 91.4 75.1 31 2016 6910.57 925 7360 83.8 82.2 75.2 85.0 75.4 32 2017 6307.00 925 6734 76.9 74.2 75.2 77.8 75.4 33 2018 7352.87 925 7772 88.7 87.4 75.5 90.7 75.9 34 2019 5918.57 925 6573 75.0 70.3 75.4 73.0 75.8 35 2020 7313.92 925 7838 89.2 87.7 75.7 90.0 76.2 36 2021 6939.32 925 7444 85.0 83.1 75.9 85.6 76.5 | SMOLENSK-2 | LWGR | RBMK-1000 | Operational | 925 | 925 | 1000 | 3200 | 226.92 | Joint Stock Company 'Concern Rosenergoatom' | Joint Stock Company 'Concern Rosenergoatom' | 1976-06-01 | 1985-04-09 | 1985-05-31 | None | None | None | 1985-07-02 | 0.765 | 0.799 | 0.759 | 487
487 | RUSSIA | Year Electricity Supplied [GW.h] ... Load Factor [%] Year Electricity Supplied [GW.h] ... Annual Cumulative 0 1964 Data from a trial operation not provided ... Data from a trial operation not provided Data from a trial operation not provided 1 1965 0 ... NaN NaN 2 1966 0 ... NaN NaN 3 1967 0 ... NaN NaN 4 1968 0 ... NaN NaN 5 1969 Data Not Provided ... Data Not Provided Data Not Provided 6 1970 " ... " " 7 1971 " ... " " 8 1972 " ... " " 9 1973 " ... " " 10 1974 " ... " " 11 1975 " ... " " 12 1976 " ... " " 13 1977 " ... " " 14 1978 " ... " " 15 1979 " ... " " 16 1980 " ... " " 17 1981 " ... " " 18 1982 " ... " " 19 1983 0 ... NaN NaN [20 rows x 9 columns] | BELOYARSK-1 | LWGR | AMB-100 | Permanent Shutdown | 102 | 102 | 108 | 286 | None | None | Joint Stock Company 'Concern Rosenergoatom' | 1958-06-01 | 1963-09-01 | 1964-04-26 | None | None | 1983-01-01 | 1964-04-26 | None | None | None | 488
488 | RUSSIA | Year Electricity Supplied [GW.h] Reference Unit Power [MW] Annual Time On Line [h] Operation Factor [%] Energy Availability Factor [%] Load Factor [%] Year Electricity Supplied [GW.h] Reference Unit Power [MW] Annual Time On Line [h] Operation Factor [%] Annual Cumulative Annual Cumulative 0 1984 1283.96 950 2821 NaN NaN NaN NaN NaN 1 1985 4487.64 950 5824 60.4 58.3 58.3 57.4 57.4 2 1986 5297.73 950 5946 67.9 62.8 61.2 63.7 61.3 3 1987 6842.49 1000 6972 79.6 78.7 68.2 78.1 68.0 4 1988 5891.61 950 6187 70.4 70.1 68.7 70.6 68.7 5 1989 6129.71 950 6396 73.0 71.9 69.4 73.7 69.8 6 1990 5192.31 950 5435 62.0 61.5 68.0 62.4 68.5 7 1991 6482.72 950 7161 81.8 77.1 69.4 77.9 69.9 8 1992 6781.35 950 7388 84.1 80.3 70.8 81.3 71.4 9 1993 4927.21 950 6133 70.0 59.4 69.5 59.2 70.0 10 1994 4437.58 950 5440 62.1 54.1 67.9 53.3 68.3 11 1995 4699.05 950 6265 71.5 56.8 66.8 56.5 67.2 12 1996 4431.67 950 5628 64.1 53.2 65.7 53.1 65.9 13 1997 5197.08 950 6195 70.7 63.2 65.5 62.4 65.7 14 1998 6100.97 950 6937 79.2 73.0 66.0 73.3 66.2 15 1999 5775.11 950 6589 75.2 69.3 66.2 69.4 66.4 16 2000 6289.72 950 6784 77.2 75.0 66.8 75.4 67.0 17 2001 6627.54 950 7020 80.1 78.2 67.5 79.6 67.8 18 2002 7248.38 950 7568 86.4 84.7 68.5 87.1 68.9 19 2003 7155.92 950 7408 84.6 83.1 69.2 86.0 69.8 20 2004 6936.97 950 7179 81.7 80.7 69.8 83.1 70.5 21 2005 6836.33 950 7219 82.4 80.4 70.4 82.1 71.0 22 2006 6743.58 950 7112 81.2 79.5 70.8 81.0 71.5 23 2007 7150.35 950 7491 85.5 84.0 71.4 85.9 72.1 24 2008 6953.55 950 7209 82.1 81.5 71.8 83.3 72.6 25 2009 7234.70 950 7669 87.6 87.3 72.4 86.9 73.2 26 2010 7006.14 950 7175 81.9 82.6 72.8 84.2 73.6 27 2011 7516.88 950 7727 88.2 87.9 73.4 90.3 74.2 28 2012 6648.33 950 6833 77.8 77.5 73.5 79.7 74.4 29 2013 6963.99 950 6915 78.9 78.7 73.7 83.7 74.8 30 2014 5892.14 950 6035 68.9 67.5 73.5 70.8 74.6 31 2015 8036.64 950 7931 90.5 90.5 74.0 96.6 75.3 32 2016 6966.43 950 6876 78.3 78.2 74.2 83.5 75.6 33 2017 8025.20 950 7856 89.7 89.6 74.7 96.4 76.2 34 2018 8802.94 950 8643 98.7 98.2 75.4 105.8 77.1 35 2019 6650.32 950 6595 75.3 75.0 75.4 79.9 77.2 36 2020 2709.37 950 2703 30.8 30.6 74.1 32.5 75.9 37 2021 7970.06 950 7849 89.6 89.4 74.5 95.8 76.5 | KALININ-1 | PWR | VVER V-338 | Operational | 950 | 950 | 1000 | 3000 | 235.86 | Joint Stock Company 'Concern Rosenergoatom' | Joint Stock Company 'Concern Rosenergoatom' | 1977-02-01 | 1984-04-10 | 1984-05-09 | None | None | None | 1985-06-12 | 0.765 | 0.772 | 0.745 | 489
489 | RUSSIA | Year Electricity Supplied [GW.h] ... Load Factor [%] Year Electricity Supplied [GW.h] ... Annual Cumulative 0 1986 Data from a trial operation not provided ... Data from a trial operation not provided Data from a trial operation not provided 1 1987 6494.000 ... 79.2 79.2 2 1988 5829.430 ... 69.9 74.2 3 1989 6580.490 ... 79.1 75.9 4 1990 6788.160 ... 81.6 77.4 5 1991 4729.670 ... 56.8 73.2 6 1992 5496.310 ... 65.9 71.9 7 1993 5862.300 ... 70.4 71.7 8 1994 4463.770 ... 53.6 69.4 9 1995 5769.750 ... 69.3 69.4 10 1996 4595.170 ... 55.1 68.0 11 1997 3880.640 ... 46.6 66.0 12 1998 4946.650 ... 59.4 65.4 13 1999 6379.250 ... 76.7 66.3 14 2000 6418.740 ... 76.9 67.1 15 2001 6708.990 ... 80.6 68.0 16 2002 7003.430 ... 84.2 69.0 17 2003 7329.540 ... 88.1 70.1 18 2004 7398.230 ... 88.7 71.2 19 2005 6116.270 ... 73.5 71.3 20 2006 7074.890 ... 85.0 72.0 21 2007 7231.430 ... 86.9 72.7 22 2008 7474.790 ... 89.6 73.5 23 2009 7004.160 ... 84.2 73.9 24 2010 7423.500 ... 89.2 74.6 25 2011 7570.610 ... 91.0 75.2 26 2012 7164.850 ... 85.9 75.6 27 2013 8635.130 ... 103.8 76.7 28 2014 7030.390 ... 84.5 77.0 29 2015 7883.150 ... 94.7 77.6 30 2016 6776.880 ... 81.2 77.7 31 2017 7562.080 ... 90.9 78.1 32 2018 8390.720 ... 100.8 78.8 33 2019 7769.300 ... 93.4 79.3 34 2020 7987.590 ... 95.7 79.8 35 2021 8688.570 ... 104.4 80.5 [36 rows x 9 columns] | KALININ-2 | PWR | VVER V-338 | Operational | 950 | 950 | 1000 | 3000 | 234.21 | Joint Stock Company 'Concern Rosenergoatom' | Joint Stock Company 'Concern Rosenergoatom' | 1982-02-01 | 1986-11-25 | 1986-12-03 | None | None | None | 1987-03-03 | 0.805 | 0.831 | 0.777 | 490
490 | RUSSIA | Year Electricity Supplied [GW.h] Reference Unit Power [MW] Annual Time On Line [h] Operation Factor [%] Energy Availability Factor [%] Load Factor [%] Year Electricity Supplied [GW.h] Reference Unit Power [MW] Annual Time On Line [h] Operation Factor [%] Annual Cumulative Annual Cumulative 0 1981 909.60 411 4957 NaN NaN NaN NaN NaN 1 1982 1891.17 411 7252 100.0 99.4 99.4 98.7 98.7 2 1983 2459.86 411 6818 77.8 72.0 74.1 68.3 70.7 3 1984 2830.67 411 7610 86.6 82.7 78.2 78.4 74.4 4 1985 2972.56 411 7814 89.2 86.7 81.0 82.6 77.0 5 1986 2627.25 411 7244 82.7 74.1 79.3 73.0 76.0 6 1987 2837.81 440 7024 80.2 74.8 78.4 73.6 75.6 7 1988 2933.19 411 7913 90.1 81.4 78.9 81.2 76.5 8 1989 3186.68 411 8047 91.9 87.8 80.1 88.5 78.2 9 1990 3256.91 411 8022 91.6 89.7 81.3 90.5 79.7 10 1991 2935.21 411 7188 82.0 79.8 81.1 81.5 79.9 11 1992 2806.37 411 7396 84.2 87.8 81.8 77.7 79.7 12 1993 2548.00 411 6833 78.0 70.5 80.8 70.8 78.9 13 1994 2466.01 411 6373 72.8 70.8 80.0 68.5 78.0 14 1995 2526.12 411 7083 80.9 80.6 80.0 70.2 77.4 15 1996 2327.31 411 6928 78.9 79.8 80.0 64.5 76.5 16 1997 2340.50 411 7114 81.2 75.0 79.6 65.0 75.7 17 1998 2006.34 411 6705 76.5 56.4 78.2 55.7 74.5 18 1999 2140.57 411 7040 80.4 59.9 77.1 59.4 73.6 19 2000 2244.74 411 7731 88.0 62.5 76.3 62.2 73.0 20 2001 2543.29 411 7057 80.6 70.6 76.0 70.6 72.9 21 2002 2742.35 411 7909 90.3 75.9 76.0 76.2 73.0 22 2003 2740.72 411 7335 83.7 75.6 76.0 76.1 73.2 23 2004 2816.85 411 7688 87.5 77.4 76.1 78.0 73.4 24 2005 2059.39 411 7672 87.6 57.6 75.3 57.2 72.7 25 2006 2294.60 411 7436 84.9 64.0 74.8 63.7 72.3 26 2007 1815.27 411 6506 74.3 50.7 73.8 50.4 71.5 27 2008 1876.73 411 7405 84.3 83.8 74.2 52.0 70.7 28 2009 2050.45 411 7340 83.8 83.1 74.6 57.0 70.2 29 2010 1979.23 411 6009 68.6 71.5 74.4 55.0 69.7 30 2011 2288.62 411 6405 73.1 71.7 74.4 63.6 69.5 31 2012 2226.17 411 6701 76.3 78.1 74.5 61.7 69.2 32 2013 2264.33 411 6396 73.0 73.8 74.5 62.9 69.0 33 2014 2636.67 411 7712 88.0 87.6 74.9 73.2 69.1 34 2015 2581.99 411 7364 84.1 84.1 75.2 71.7 69.2 35 2016 2583.96 411 6573 74.8 86.2 75.5 71.6 69.3 36 2017 2679.44 411 7494 85.6 84.7 75.7 74.4 69.4 37 2018 3036.60 411 7433 84.8 85.3 76.0 84.3 69.8 38 2019 2759.12 411 7606 86.8 85.7 76.3 76.6 70.0 39 2020 2527.89 411 7116 81.0 82.0 76.4 70.0 70.0 40 2021 2539.74 411 7038 80.3 82.9 76.6 70.5 70.0 | KOLA-3 | PWR | VVER V-213 | Operational | 411 | 411 | 440 | 1375 | 101.03 | Joint Stock Company 'Concern Rosenergoatom' | Joint Stock Company 'Concern Rosenergoatom' | 1977-04-01 | 1981-02-07 | 1981-03-24 | None | None | None | 1982-12-03 | 0.7 | 0.822 | 0.766 | 491
491 | RUSSIA | Year Electricity Supplied [GW.h] Reference Unit Power [MW] Annual Time On Line [h] Operation Factor [%] Energy Availability Factor [%] Load Factor [%] Year Electricity Supplied [GW.h] Reference Unit Power [MW] Annual Time On Line [h] Operation Factor [%] Annual Cumulative Annual Cumulative 0 1984 249.38 411 1605 98.1 100.0 100.0 55.1 55.1 1 1985 2585.77 411 7751 88.5 78.2 79.9 71.8 70.5 2 1986 2690.18 411 7230 82.5 72.4 76.3 74.7 72.5 3 1987 3341.17 440 7861 89.7 85.5 79.4 86.7 77.3 4 1988 3124.21 411 7762 88.4 85.0 80.7 86.5 79.6 5 1989 3111.51 411 7793 89.0 85.8 81.7 86.4 80.9 6 1990 2930.40 411 7142 81.5 80.2 81.5 81.4 81.0 7 1991 2790.49 411 7429 84.8 76.7 80.8 77.5 80.5 8 1992 2764.94 411 7253 82.6 80.0 80.7 76.6 80.0 9 1993 2826.99 411 8247 94.1 79.0 80.5 78.5 79.8 10 1994 1939.77 411 5915 67.5 55.8 78.1 53.9 77.3 11 1995 2288.81 411 7022 80.2 73.8 77.7 63.6 76.1 12 1996 2537.72 411 7792 88.7 84.1 78.2 70.3 75.6 13 1997 2271.67 411 6848 78.2 74.6 78.0 63.1 74.6 14 1998 1927.55 411 6336 72.3 49.2 75.9 53.5 73.2 15 1999 2567.48 411 7193 82.1 71.2 75.6 71.3 73.0 16 2000 2177.50 411 7096 80.8 60.4 74.7 60.3 72.2 17 2001 2447.14 411 7149 81.6 68.0 74.3 68.0 72.0 18 2002 2601.71 411 7281 83.1 71.5 74.1 72.3 72.0 19 2003 2480.80 411 6663 76.1 68.7 73.8 68.9 71.8 20 2004 2391.59 411 7863 89.5 66.4 73.5 66.2 71.6 21 2005 2231.75 411 7879 89.9 62.1 72.9 62.0 71.1 22 2006 2573.11 411 7217 82.4 71.3 72.9 71.5 71.1 23 2007 2584.08 411 7640 87.2 71.5 72.8 71.8 71.2 24 2008 2793.49 411 7794 88.7 85.2 73.3 77.4 71.4 25 2009 2468.01 411 7538 86.0 83.7 73.7 68.6 71.3 26 2010 2956.73 411 7332 83.7 84.7 74.2 82.1 71.7 27 2011 2558.01 411 6803 77.7 79.3 74.3 71.1 71.7 28 2012 2601.69 411 7459 84.9 84.8 74.7 72.1 71.7 29 2013 2572.70 411 7084 80.9 83.2 75.0 71.5 71.7 30 2014 2488.19 411 6241 71.2 70.9 74.9 69.1 71.6 31 2015 2506.63 411 6870 78.4 87.2 75.3 69.6 71.5 32 2016 2425.95 411 6422 73.1 83.4 75.5 67.2 71.4 33 2017 2994.93 411 7633 87.1 84.6 75.8 83.2 71.8 34 2018 3058.96 411 7464 85.2 85.0 76.1 85.0 72.2 35 2019 3188.15 411 7831 89.4 87.4 76.4 88.6 72.6 36 2020 1996.91 411 5992 68.2 80.4 76.5 55.3 72.1 37 2021 2516.21 411 6801 77.6 82.8 76.7 69.9 72.1 | KOLA-4 | PWR | VVER V-213 | Operational | 411 | 411 | 440 | 1375 | 96.28 | Joint Stock Company 'Concern Rosenergoatom' | Joint Stock Company 'Concern Rosenergoatom' | 1976-08-01 | 1984-10-07 | 1984-10-11 | None | None | None | 1984-12-06 | 0.721 | 0.826 | 0.767 | 492
492 | RUSSIA | Year Electricity Supplied [GW.h] Reference Unit Power [MW] Annual Time On Line [h] Operation Factor [%] Energy Availability Factor [%] Load Factor [%] Year Electricity Supplied [GW.h] Reference Unit Power [MW] Annual Time On Line [h] Operation Factor [%] Annual Cumulative Annual Cumulative 0 1979 63.05 925 250 NaN NaN NaN NaN NaN 1 1980 5345.39 925 7504 90.9 81.6 81.6 80.6 80.6 2 1981 6553.56 925 7528 85.9 81.4 81.4 80.9 80.8 3 1982 6413.26 925 7448 85.0 80.3 81.0 79.2 80.1 4 1983 5708.44 925 6809 77.7 70.9 78.1 70.4 77.4 5 1984 7214.95 925 8060 91.8 89.2 80.6 88.8 79.9 6 1985 6831.90 925 7835 89.4 84.9 81.4 84.3 80.7 7 1986 6890.93 925 7935 90.6 85.9 82.1 85.0 81.4 8 1987 6010.31 1000 6362 72.6 69.4 80.2 68.6 79.6 9 1988 6951.74 925 7885 89.8 86.5 81.0 85.6 80.2 10 1989 6938.14 925 7455 85.1 85.9 81.5 85.6 80.8 11 1990 7531.93 925 8280 94.5 92.4 82.5 93.0 82.0 12 1991 6506.60 925 7197 82.2 80.6 82.4 80.3 81.8 13 1992 5516.63 925 6122 69.7 68.4 81.2 67.9 80.7 14 1993 7143.82 925 7966 90.9 88.9 81.8 88.2 81.3 15 1994 6631.82 925 8135 92.9 91.0 82.4 81.8 81.3 16 1995 3585.96 925 4332 49.4 46.5 80.1 44.2 78.9 17 1996 0.00 925 0 0.0 0.0 75.3 0.0 74.2 18 1997 0.00 925 0 0.0 0.0 71.0 0.0 69.9 19 1998 1386.50 925 1610 18.4 17.4 68.1 17.1 67.1 20 1999 7853.14 925 8701 99.3 97.1 69.6 96.9 68.6 21 2000 6352.80 925 7169 81.6 78.2 70.0 78.2 69.1 22 2001 6173.49 925 7007 80.0 76.6 70.3 76.2 69.4 23 2002 2514.75 925 3332 38.0 31.9 68.6 31.0 67.7 24 2003 6729.17 925 8100 92.5 84.5 69.3 83.0 68.4 25 2004 6909.08 925 8426 95.9 86.5 70.0 85.0 69.0 26 2005 4447.28 925 5397 61.6 61.1 69.7 54.9 68.5 27 2006 7332.11 925 8274 94.4 89.9 70.4 90.5 69.3 28 2007 3755.96 925 4820 55.0 47.0 69.6 46.4 68.5 29 2008 5013.64 925 5632 64.1 62.7 69.3 61.7 68.2 30 2009 5336.12 925 6209 70.9 70.4 69.4 65.8 68.2 31 2010 7303.22 925 8261 94.3 92.6 70.1 90.1 68.9 32 2011 6803.29 925 7548 86.2 83.6 70.6 84.0 69.4 33 2012 7401.44 925 8115 92.4 91.6 71.2 91.1 70.0 34 2013 6892.27 925 7446 85.0 83.6 71.6 85.1 70.5 35 2014 7199.40 925 8229 93.9 89.7 72.1 88.8 71.0 36 2015 6817.12 925 7628 87.1 86.8 72.5 84.1 71.4 37 2016 7024.91 925 7879 89.7 87.8 72.9 86.5 71.8 38 2017 6786.43 925 7460 85.2 84.9 73.2 83.8 72.1 39 2018 5801.48 925 6257 71.4 72.2 73.2 71.6 72.1 40 2019 6890.81 925 7642 87.2 84.7 73.5 85.0 72.4 41 2020 5765.23 925 6269 71.4 70.5 73.4 71.0 72.4 42 2021 5763.58 925 6496 74.2 72.2 73.4 71.1 72.4 | LENINGRAD-3 | LWGR | RBMK-1000 | Operational | 925 | 925 | 1000 | 3200 | 246.40 | Joint Stock Company 'Concern Rosenergoatom' | Joint Stock Company 'Concern Rosenergoatom' | 1973-12-01 | 1979-09-17 | 1979-12-07 | None | None | None | 1980-06-29 | 0.724 | 0.762 | 0.734 | 493
493 | RUSSIA | Year Electricity Supplied [GW.h] Reference Unit Power [MW] Annual Time On Line [h] Operation Factor [%] Energy Availability Factor [%] Load Factor [%] Year Electricity Supplied [GW.h] Reference Unit Power [MW] Annual Time On Line [h] Operation Factor [%] Annual Cumulative Annual Cumulative 0 1981 3931.27 925 6151 83.4 76.8 76.8 76.1 76.1 1 1982 6715.19 925 7609 86.9 83.6 81.9 82.9 81.2 2 1983 6844.23 925 8159 93.1 85.3 83.4 84.5 82.6 3 1984 6126.32 925 6803 77.4 74.4 80.7 75.4 80.4 4 1985 7335.31 925 8309 94.8 90.9 83.0 90.5 82.8 5 1986 7060.95 925 7826 89.3 87.6 83.9 87.1 83.6 6 1987 7319.23 1000 7530 86.0 84.2 83.9 83.6 83.6 7 1988 6050.44 925 6667 75.9 74.8 82.7 74.5 82.3 8 1989 7409.69 925 8185 93.4 91.5 83.8 91.4 83.4 9 1990 7762.56 925 8588 98.0 95.4 85.0 95.8 84.7 10 1991 6130.70 925 6870 78.4 76.1 84.1 75.7 83.9 11 1992 5618.11 925 6617 75.3 70.3 82.9 69.2 82.6 12 1993 6735.70 925 7762 88.6 85.3 83.1 83.1 82.6 13 1994 6167.07 925 7340 83.8 82.1 83.0 76.1 82.1 14 1995 6140.97 925 7270 83.0 83.0 83.0 75.8 81.7 15 1996 7079.69 925 8048 91.6 88.3 83.4 87.1 82.0 16 1997 7644.68 925 8760 100.0 96.0 84.1 94.3 82.8 17 1998 3681.98 925 4341 49.6 46.0 82.0 45.4 80.6 18 1999 0.00 925 0 0.0 0.0 77.5 0.0 76.3 19 2000 0.00 925 0 0.0 0.0 73.5 0.0 72.3 20 2001 3585.73 925 4387 50.1 44.6 72.1 44.2 71.0 21 2002 7528.53 925 8760 100.0 93.9 73.1 92.9 72.0 22 2003 1957.16 925 2399 27.4 24.7 70.9 24.2 69.8 23 2004 7232.18 925 8243 93.8 89.6 71.7 89.0 70.7 24 2005 6730.12 925 7838 89.5 83.8 72.2 83.0 71.2 25 2006 5611.94 925 6197 70.7 69.4 72.1 69.3 71.1 26 2007 4827.43 925 5713 65.2 59.7 71.6 59.6 70.7 27 2008 7526.25 925 8714 99.2 94.7 72.5 92.6 71.5 28 2009 4052.83 925 4695 53.6 53.2 71.8 50.0 70.7 29 2010 5222.37 925 5798 66.2 64.0 71.6 64.4 70.5 30 2011 6589.79 925 7177 81.9 80.8 71.8 81.3 70.9 31 2012 7559.92 925 8254 94.0 92.3 72.5 93.0 71.6 32 2013 6992.92 925 7739 88.3 85.8 72.9 86.3 72.0 33 2014 6942.49 925 7665 87.5 85.9 73.3 85.7 72.4 34 2015 6617.16 925 7414 84.6 85.6 73.7 81.7 72.7 35 2016 6912.04 925 7660 87.2 85.4 74.0 85.1 73.0 36 2017 6846.75 925 7873 89.9 85.6 74.3 84.5 73.4 37 2018 6951.25 925 7499 85.6 84.7 74.6 85.8 73.7 38 2019 6265.79 925 6730 76.8 75.8 74.6 77.3 73.8 39 2020 6842.29 925 7486 85.2 84.4 74.9 84.2 74.0 40 2021 5789.70 925 6585 75.2 73.0 74.8 71.4 74.0 | LENINGRAD-4 | LWGR | RBMK-1000 | Operational | 925 | 925 | 1000 | 3200 | 237.52 | Joint Stock Company 'Concern Rosenergoatom' | Joint Stock Company 'Concern Rosenergoatom' | 1975-02-01 | 1980-12-29 | 1981-02-09 | None | None | None | 1981-08-29 | 0.74 | 0.775 | 0.748 | 494
494 | RUSSIA | Year Electricity Supplied [GW.h] Reference Unit Power [MW] Annual Time On Line [h] Operation Factor [%] Energy Availability Factor [%] Load Factor [%] Year Electricity Supplied [GW.h] Reference Unit Power [MW] Annual Time On Line [h] Operation Factor [%] Annual Cumulative Annual Cumulative 0 2004 5.20 950 360 NaN NaN NaN NaN NaN 1 2005 4345.70 950 5686 100.0 100.0 100.0 100.8 100.8 2 2006 6287.23 950 6692 76.4 74.9 78.5 75.6 79.2 3 2007 7185.22 950 7505 85.7 85.0 81.5 86.3 82.5 4 2008 7561.73 950 7737 88.1 87.7 83.5 90.6 85.0 5 2009 6806.52 950 7553 86.2 86.0 84.1 81.8 84.3 6 2010 6902.21 950 7248 82.7 82.1 83.7 82.9 84.0 7 2011 7088.32 950 7427 84.8 84.8 83.9 85.2 84.2 8 2012 7765.07 950 8091 92.1 91.8 85.0 93.0 85.4 9 2013 6505.71 950 6698 76.5 76.2 83.9 78.2 84.6 10 2014 6599.48 950 6918 79.0 78.3 83.3 79.3 84.0 11 2015 7665.20 950 8196 93.6 92.3 84.2 92.1 84.8 12 2016 5233.15 950 5612 63.9 62.4 82.2 62.7 82.8 13 2017 7892.37 950 7990 91.2 91.1 83.0 94.8 83.8 14 2018 7504.45 950 7558 86.3 85.8 83.2 90.2 84.3 15 2019 7322.22 950 7362 84.0 83.7 83.2 88.0 84.5 16 2020 8807.69 950 8784 100.0 100.0 84.3 105.6 85.9 17 2021 7321.24 950 7369 84.1 83.7 84.3 88.0 86.0 | KALININ-3 | PWR | VVER V-320 | Operational | 950 | 950 | 1000 | 3200 | 118.79 | Joint Stock Company 'Concern Rosenergoatom' | Joint Stock Company 'Concern Rosenergoatom' | 1985-10-01 | 2004-11-25 | 2004-12-16 | None | None | None | 2005-11-08 | 0.86 | 0.848 | 0.843 | 495
495 | RUSSIA | Year Electricity Supplied [GW.h] Reference Unit Power [MW] Annual Time On Line [h] Operation Factor [%] Energy Availability Factor [%] Load Factor [%] Year Electricity Supplied [GW.h] Reference Unit Power [MW] Annual Time On Line [h] Operation Factor [%] Annual Cumulative Annual Cumulative 0 2011 131.22 950 433 NaN NaN NaN NaN NaN 1 2012 5166.49 950 6858 NaN NaN NaN NaN NaN 2 2013 6342.91 950 6662 76.0 75.7 75.7 76.2 76.2 3 2014 7249.38 950 7691 87.8 87.2 81.5 87.1 81.7 4 2015 8086.65 950 8346 95.3 95.0 86.0 97.2 86.8 5 2016 6704.20 950 7255 82.6 80.2 84.5 80.3 85.2 6 2017 7535.97 950 7490 85.5 86.5 84.9 90.6 86.3 7 2018 8736.46 950 8760 100.0 99.8 87.4 105.0 89.4 8 2019 7668.87 950 7745 88.4 87.7 87.4 92.2 89.8 9 2020 7553.71 950 7638 87.0 86.3 87.3 90.5 89.9 10 2021 8673.29 950 8657 98.8 98.7 88.6 104.2 91.5 | KALININ-4 | PWR | VVER V-320 | Operational | 950 | 950 | 1000 | 3200 | 73.89 | Joint Stock Company 'Concern Rosenergoatom' | Joint Stock Company 'Concern Rosenergoatom' | 1986-08-01 | 2011-11-08 | 2011-11-24 | None | None | None | 2012-12-25 | 0.915 | 0.89 | 0.886 | 496
496 | RUSSIA | Year Electricity Supplied [GW.h] Reference Unit Power [MW] Annual Time On Line [h] Operation Factor [%] Energy Availability Factor [%] Load Factor [%] Year Electricity Supplied [GW.h] Reference Unit Power [MW] Annual Time On Line [h] Operation Factor [%] Annual Cumulative Annual Cumulative 0 1983 783.94 925 1731 NaN NaN NaN NaN NaN 1 1984 5479.24 925 6830 76.7 72.5 72.5 72.2 72.2 2 1985 6260.75 925 7250 82.8 77.6 75.4 77.3 75.1 3 1986 4810.84 925 6269 71.6 60.0 69.8 59.4 69.4 4 1987 5458.95 1000 6185 70.6 66.4 68.8 62.3 67.4 5 1988 6693.64 925 7471 85.0 83.6 71.9 82.4 70.5 6 1989 5900.50 925 7200 82.2 74.3 72.3 72.8 70.9 7 1990 6889.42 925 8096 92.4 86.5 74.4 85.0 73.0 8 1991 5138.96 925 5704 65.1 63.2 73.0 63.4 71.7 9 1992 6630.50 925 8126 92.5 82.1 74.0 81.6 72.9 10 1993 5562.30 925 6438 73.5 70.3 73.6 68.6 72.4 11 1994 5077.86 925 6495 74.1 66.7 73.0 62.7 71.5 12 1995 5318.13 925 5974 68.2 65.4 72.4 65.6 71.0 13 1996 6739.27 925 7383 84.0 82.7 73.2 82.9 72.0 14 1997 6548.72 925 7325 83.6 81.6 73.8 80.8 72.6 15 1998 4528.32 925 5405 61.7 56.5 72.6 55.9 71.5 16 1999 6006.85 925 6749 77.0 74.3 72.7 74.1 71.6 17 2000 6382.33 925 7415 84.4 78.3 73.0 78.6 72.0 18 2001 3535.20 925 3948 45.1 43.5 71.4 43.6 70.5 19 2002 6699.77 925 7788 88.9 85.1 72.1 82.7 71.1 20 2003 5100.59 925 5469 62.4 61.8 71.6 63.0 70.7 21 2004 6894.20 925 7660 87.2 84.4 72.2 84.8 71.4 22 2005 4987.10 925 5598 63.9 61.3 71.7 61.6 70.9 23 2006 6711.22 925 7353 83.9 81.9 72.2 82.8 71.4 24 2007 5765.28 925 6535 74.6 71.1 72.1 71.2 71.4 25 2008 2117.39 925 2374 27.0 26.8 70.3 26.1 69.6 26 2009 7620.95 925 8216 93.8 93.8 71.2 94.0 70.6 27 2010 6048.61 925 6352 72.5 71.7 71.2 74.6 70.7 28 2011 7574.35 925 8228 93.9 90.4 71.9 93.5 71.5 29 2012 6207.22 925 6900 78.6 74.8 72.0 76.4 71.7 30 2013 7264.06 925 8022 91.6 87.0 72.5 89.6 72.3 31 2014 6969.97 925 7506 85.7 84.3 72.9 86.0 72.7 32 2015 7338.33 925 8075 92.2 89.2 73.4 90.6 73.3 33 2016 7001.08 925 7556 86.0 84.0 73.7 86.2 73.7 34 2017 7405.52 925 8018 91.5 90.1 74.2 91.4 74.2 35 2018 6346.60 925 7060 80.6 76.6 74.3 78.3 74.3 36 2019 4990.43 925 5623 64.2 60.5 73.9 61.6 74.0 37 2020 6473.17 925 7464 85.0 78.6 74.0 79.7 74.1 38 2021 5674.03 925 6517 74.4 70.4 73.9 70.0 74.0 | KURSK-3 | LWGR | RBMK-1000 | Operational | 925 | 925 | 1000 | 3200 | 228.65 | Joint Stock Company 'Concern Rosenergoatom' | Joint Stock Company 'Concern Rosenergoatom' | 1978-04-01 | 1983-08-09 | 1983-10-17 | None | None | None | 1984-03-30 | 0.74 | 0.776 | 0.739 | 497
497 | RUSSIA | Year Electricity Supplied [GW.h] Reference Unit Power [MW] Annual Time On Line [h] Operation Factor [%] Energy Availability Factor [%] Load Factor [%] Year Electricity Supplied [GW.h] Reference Unit Power [MW] Annual Time On Line [h] Operation Factor [%] Annual Cumulative Annual Cumulative 0 1985 173.98 925 528 NaN NaN NaN NaN NaN 1 1986 6328.54 925 7574 88.1 80.4 80.4 80.3 80.3 2 1987 6167.68 1000 6704 76.5 72.3 76.0 70.4 74.9 3 1988 6653.03 925 7390 84.1 81.7 77.9 81.9 77.3 4 1989 6131.81 925 6954 79.4 76.0 77.4 75.7 76.9 5 1990 6050.02 925 6922 79.0 73.6 76.7 74.7 76.4 6 1991 7356.07 925 8469 96.7 90.3 78.9 90.8 78.8 7 1992 6117.37 925 7324 83.4 75.4 78.4 75.3 78.3 8 1993 5638.27 925 6439 73.5 71.0 77.5 69.6 77.2 9 1994 5369.44 925 6255 71.4 67.0 76.3 66.3 76.0 10 1995 6207.48 925 7001 79.9 77.0 76.4 76.6 76.1 11 1996 6590.19 925 7373 83.9 80.2 76.8 81.1 76.5 12 1997 5971.68 925 6664 76.1 73.0 76.4 73.7 76.3 13 1998 6641.43 925 7751 88.5 82.3 76.9 82.0 76.7 14 1999 5895.38 925 6595 75.3 72.8 76.6 72.8 76.4 15 2000 6778.77 925 7423 84.5 82.8 77.0 83.4 76.9 16 2001 6671.63 925 7281 83.1 81.5 77.3 82.3 77.2 17 2002 5530.98 925 6094 69.6 67.6 76.7 68.3 76.7 18 2003 6233.39 925 6802 77.6 75.8 76.7 76.9 76.7 19 2004 5422.93 925 6005 68.4 66.7 76.2 66.7 76.2 20 2005 7081.14 925 7858 89.7 87.2 76.7 87.4 76.8 21 2006 3636.44 925 4115 47.0 44.2 75.2 44.9 75.2 22 2007 7426.50 925 8298 94.7 91.2 75.9 91.6 76.0 23 2008 6052.40 925 6580 74.9 73.9 75.8 74.5 75.9 24 2009 4184.28 925 4786 54.6 52.3 74.8 51.6 74.9 25 2010 7557.08 925 8109 92.6 91.3 75.5 93.3 75.6 26 2011 5500.69 925 5729 65.4 64.5 75.1 67.9 75.4 27 2012 7470.41 925 8144 92.7 89.2 75.6 91.9 76.0 28 2013 6213.89 925 6807 77.7 74.3 75.5 76.7 76.0 29 2014 7517.80 925 8201 93.6 89.7 76.0 92.8 76.6 30 2015 6745.34 925 7348 83.9 81.2 76.2 83.2 76.8 31 2016 7420.59 925 8055 91.7 88.7 76.6 91.3 77.3 32 2017 6940.86 925 7471 85.3 83.6 76.8 85.7 77.5 33 2018 7117.30 925 7645 87.3 86.0 77.1 87.8 77.8 34 2019 6538.38 925 7095 81.0 79.4 77.2 80.7 77.9 35 2020 7277.83 925 7991 91.0 88.6 77.5 89.6 78.2 36 2021 6292.87 925 6865 78.4 76.9 77.5 77.7 78.2 | KURSK-4 | LWGR | RBMK-1000 | Operational | 925 | 925 | 1000 | 3200 | 228.49 | Joint Stock Company 'Concern Rosenergoatom' | Joint Stock Company 'Concern Rosenergoatom' | 1981-05-01 | 1985-10-31 | 1985-12-02 | None | None | None | 1986-02-05 | 0.782 | 0.806 | 0.775 | 498
498 | RUSSIA | Year Electricity Supplied [GW.h] ... Load Factor [%] Year Electricity Supplied [GW.h] ... Annual Cumulative 0 1964 Data from a trial operation not provided ... Data from a trial operation not provided Data from a trial operation not provided 1 1965 Data Not Provided ... Data Not Provided Data Not Provided 2 1966 " ... " " 3 1967 " ... " " 4 1968 " ... " " 5 1969 " ... " " 6 1970 " ... " " 7 1971 " ... " " 8 1972 " ... " " 9 1973 " ... " " 10 1974 " ... " " 11 1975 " ... " " 12 1976 " ... " " 13 1977 " ... " " 14 1978 " ... " " 15 1979 " ... " " 16 1980 " ... " " 17 1981 " ... " " 18 1982 " ... " " 19 1983 " ... " " 20 1984 " ... " " 21 1985 " ... " " 22 1986 " ... " " 23 1987 " ... " " 24 1988 " ... " " [25 rows x 9 columns] | NOVOVORONEZH-1 | PWR | VVER V-210 | Permanent Shutdown | 197 | 197 | 210 | 760 | None | None | Joint Stock Company 'Concern Rosenergoatom' | 1957-07-01 | 1963-12-17 | 1964-09-30 | None | None | 1988-02-16 | 1964-12-31 | None | None | None | 499
501 | RUSSIA | Year Electricity Supplied [GW.h] ... Load Factor [%] Year Electricity Supplied [GW.h] ... Annual Cumulative 0 2001 Data from a trial operation not provided ... Data from a trial operation not provided Data from a trial operation not provided 1 2002 7176.180 ... 86.2 86.2 2 2003 6973.930 ... 83.8 85.0 3 2004 7439.310 ... 89.2 86.4 4 2005 7232.860 ... 86.9 86.5 5 2006 7216.420 ... 86.7 86.6 6 2007 7309.440 ... 87.8 86.8 7 2008 7745.730 ... 92.8 87.6 8 2009 7927.020 ... 95.2 88.6 9 2010 7398.470 ... 88.9 88.6 10 2011 7695.350 ... 92.5 89.0 11 2012 7569.030 ... 90.7 89.2 12 2013 8557.120 ... 102.8 90.3 13 2014 7227.670 ... 86.8 90.0 14 2015 6713.500 ... 80.7 89.4 15 2016 8833.600 ... 105.9 90.5 16 2017 7840.380 ... 94.2 90.7 17 2018 7609.900 ... 91.4 90.8 18 2019 8620.250 ... 103.6 91.5 19 2020 7443.250 ... 89.2 91.3 20 2021 7416.990 ... 85.6 91.0 [21 rows x 9 columns] | ROSTOV-1 | PWR | VVER V-320 | Operational | 950 | 989 | 1041 | 3200 | 155.92 | Joint Stock Company 'Concern Rosenergoatom' | Joint Stock Company 'Concern Rosenergoatom' | 1981-09-01 | 2001-02-23 | 2001-03-30 | None | None | None | 2001-12-25 | 0.91 | 0.886 | 0.879 | 502
502 | RUSSIA | Year Electricity Supplied [GW.h] ... Load Factor [%] Year Electricity Supplied [GW.h] ... Annual Cumulative 0 1967 Data from a trial operation not provided ... Data from a trial operation not provided Data from a trial operation not provided 1 1968 " ... " " 2 1969 Data Not Provided ... Data Not Provided Data Not Provided 3 1970 " ... " " 4 1971 " ... " " 5 1972 " ... " " 6 1973 " ... " " 7 1974 " ... " " 8 1975 " ... " " 9 1976 " ... " " 10 1977 " ... " " 11 1978 " ... " " 12 1979 " ... " " 13 1980 " ... " " 14 1981 " ... " " 15 1982 " ... " " 16 1983 " ... " " 17 1984 " ... " " 18 1985 " ... " " 19 1986 " ... " " 20 1987 1028.050 ... 73.4 NC 21 1988 874.180 ... 68.2 NC 22 1989 711.540 ... 55.6 NC 23 1990 Data Not Provided ... Data Not Provided Data Not Provided [24 rows x 9 columns] | BELOYARSK-2 | LWGR | AMB-200 | Permanent Shutdown | 146 | 146 | 160 | 530 | 22.01 | None | Joint Stock Company 'Concern Rosenergoatom' | 1962-01-01 | 1967-10-10 | 1967-12-29 | None | None | 1990-01-01 | 1969-12-01 | None | None | None | 503
504 | RUSSIA | Year Electricity Supplied [GW.h] Reference Unit Power [MW] Annual Time On Line [h] Operation Factor [%] Energy Availability Factor [%] Load Factor [%] Year Electricity Supplied [GW.h] Reference Unit Power [MW] Annual Time On Line [h] Operation Factor [%] Annual Cumulative Annual Cumulative 0 2010 4303.76 950 6133 100.0 100.0 100.0 97.9 97.9 1 2011 7368.43 950 7944 90.7 89.4 90.2 88.6 89.3 2 2012 7433.18 950 7781 88.6 87.6 89.0 89.1 89.2 3 2013 7832.67 950 8151 93.0 92.8 90.2 94.1 90.8 4 2014 7741.45 950 8018 91.5 91.2 90.5 93.0 91.3 5 2015 7525.83 950 7610 86.9 86.4 89.7 90.4 91.2 6 2016 7890.03 950 7974 90.8 90.2 89.7 94.6 91.7 7 2017 7734.15 950 7755 88.5 88.3 89.5 92.9 91.9 8 2018 6666.68 950 6845 78.1 76.8 88.0 80.1 90.4 9 2019 8662.06 950 8650 98.7 98.7 89.1 104.1 91.9 10 2020 7864.15 950 7982 90.9 90.6 89.3 94.2 92.2 11 2021 7418.56 950 7532 86.0 85.1 88.9 89.1 91.9 | ROSTOV-2 | PWR | VVER V-320 | Operational | 950 | 950 | 1000 | 3200 | 88.44 | Joint Stock Company 'Concern Rosenergoatom' | Joint Stock Company 'Concern Rosenergoatom' | 1983-05-01 | 2010-01-22 | 2010-03-18 | None | None | None | 2010-12-10 | 0.919 | 0.895 | 0.889 | 505
505 | RUSSIA | Year Electricity Supplied [GW.h] Reference Unit Power [MW] Annual Time On Line [h] Operation Factor [%] Energy Availability Factor [%] Load Factor [%] Year Electricity Supplied [GW.h] Reference Unit Power [MW] Annual Time On Line [h] Operation Factor [%] Annual Cumulative Annual Cumulative 0 2014 16.28 1011 68 NaN NaN NaN NaN NaN 1 2015 5132.22 950 7040 100.0 99.6 99.6 104.6 104.6 2 2016 6110.00 950 6728 76.6 72.0 77.5 73.2 79.5 3 2017 6422.53 950 6888 78.6 76.4 77.0 77.2 78.5 4 2018 7709.57 950 7962 90.9 90.2 81.1 92.6 82.8 5 2019 7360.63 950 7848 89.6 87.5 82.6 88.4 84.2 6 2020 7651.88 950 8081 92.0 89.9 84.0 91.7 85.6 7 2021 7615.55 950 8010 91.4 90.2 85.0 91.5 86.5 | ROSTOV-3 | PWR | VVER V-320 | Operational | 950 | 950 | 1000 | 3000 | 48.00 | Joint Stock Company 'Concern Rosenergoatom' | Joint Stock Company 'Concern Rosenergoatom' | 2009-09-15 | 2014-12-07 | 2014-12-27 | None | None | None | 2015-09-17 | 0.865 | 0.871 | 0.85 | 506
506 | RUSSIA | Year Electricity Supplied [GW.h] Reference Unit Power [MW] Annual Time On Line [h] Operation Factor [%] Energy Availability Factor [%] Load Factor [%] Year Electricity Supplied [GW.h] Reference Unit Power [MW] Annual Time On Line [h] Operation Factor [%] Annual Cumulative Annual Cumulative 0 2018 5681.92 950 6556 100.0 100.0 100.0 103.8 103.8 1 2019 7430.57 979 7751 88.5 87.0 89.6 86.6 90.0 2 2020 8066.50 979 8573 97.6 94.9 91.9 93.8 91.7 3 2021 7521.96 979 7862 89.8 88.0 90.7 87.7 90.5 | ROSTOV-4 | PWR | VVER V-320 | Operational | 950 | 979 | 1030 | 3000 | 28.63 | Joint Stock Company 'Concern Rosenergoatom' | Joint Stock Company 'Concern Rosenergoatom' | 2010-06-16 | 2017-12-29 | 2018-02-02 | None | None | None | 2018-09-28 | 0.905 | 0.926 | 0.907 | 507
507 | RUSSIA | Year Electricity Supplied [GW.h] Reference Unit Power [MW] Annual Time On Line [h] Operation Factor [%] Energy Availability Factor [%] Load Factor [%] Year Electricity Supplied [GW.h] Reference Unit Power [MW] Annual Time On Line [h] Operation Factor [%] Annual Cumulative Annual Cumulative 0 1990 4570.76 925 6767 100.0 99.1 99.1 101.2 101.2 1 1991 6561.74 925 7338 83.8 80.9 84.5 81.0 85.0 2 1992 6866.56 925 7515 85.6 83.9 84.2 84.5 84.8 3 1993 6595.99 925 7419 84.7 81.4 83.4 81.4 83.8 4 1994 5513.66 925 6701 76.5 72.5 80.8 68.0 80.1 5 1995 5090.97 925 5844 66.7 63.2 77.5 62.8 76.8 6 1996 6496.64 925 7268 82.7 80.8 78.0 80.0 77.3 7 1997 5559.27 925 6469 73.8 69.3 76.8 68.6 76.1 8 1998 4575.89 925 6162 70.3 57.5 74.5 56.5 73.7 9 1999 6410.98 925 7063 80.6 78.2 74.9 79.1 74.3 10 2000 6970.48 925 7542 85.9 84.6 75.8 85.8 75.4 11 2001 6951.72 925 7823 89.3 85.4 76.7 85.8 76.4 12 2002 7204.90 925 7831 89.4 87.7 77.6 88.9 77.4 13 2003 7038.23 925 7697 87.9 86.3 78.2 86.9 78.1 14 2004 7085.74 925 7765 88.4 86.9 78.8 87.2 78.7 15 2005 7303.68 925 8192 93.5 90.4 79.6 90.1 79.5 16 2006 4942.96 925 5631 64.3 60.7 78.4 61.0 78.3 17 2007 7566.25 925 8247 94.1 92.5 79.2 93.4 79.2 18 2008 5093.44 925 5396 61.4 61.2 78.2 62.7 78.3 19 2009 6082.98 925 6706 76.6 74.3 78.0 75.1 78.1 20 2010 7738.82 925 8233 94.0 93.6 78.8 95.5 79.0 21 2011 6241.79 925 6579 75.1 74.0 78.6 77.0 78.9 22 2012 5845.23 925 6279 71.5 70.6 78.2 71.9 78.6 23 2013 7942.17 925 8471 96.7 95.1 79.0 98.0 79.4 24 2014 6894.49 925 7219 82.4 81.7 79.1 85.1 79.7 25 2015 8079.91 925 8364 95.5 95.0 79.7 99.7 80.4 26 2016 7116.59 925 7352 83.7 83.3 79.8 87.6 80.7 27 2017 7946.26 925 8266 94.4 93.4 80.3 98.1 81.4 28 2018 3494.62 925 3601 41.1 40.8 78.9 43.1 80.0 29 2019 6207.98 925 6723 76.8 74.4 78.8 76.6 79.9 30 2020 6927.47 925 7624 86.8 83.2 78.9 85.3 80.1 31 2021 7044.34 925 7418 84.7 83.9 79.1 86.9 80.3 | SMOLENSK-3 | LWGR | RBMK-1000 | Operational | 925 | 925 | 1000 | 3200 | 206.22 | Joint Stock Company 'Concern Rosenergoatom' | Joint Stock Company 'Concern Rosenergoatom' | 1984-05-01 | 1989-12-29 | 1990-01-17 | None | None | None | 1990-10-12 | 0.803 | 0.814 | 0.791 | 508
512 | RUSSIA | Year Electricity Supplied [GW.h] ... Load Factor [%] Year Electricity Supplied [GW.h] ... Annual Cumulative 0 1969 Data from a trial operation not provided ... Data from a trial operation not provided Data from a trial operation not provided 1 1970 Data Not Provided ... Data Not Provided Data Not Provided 2 1971 " ... " " 3 1972 " ... " " 4 1973 " ... " " 5 1974 " ... " " 6 1975 " ... " " 7 1976 " ... " " 8 1977 " ... " " 9 1978 " ... " " 10 1979 " ... " " 11 1980 " ... " " 12 1981 " ... " " 13 1982 " ... " " 14 1983 " ... " " 15 1984 " ... " " 16 1985 " ... " " 17 1986 " ... " " 18 1987 2370.160 ... 74.1 NC 19 1988 1998.640 ... 67.7 NC 20 1989 2252.870 ... 76.5 NC 21 1990 123.780 ... 6.4 NC [22 rows x 9 columns] | NOVOVORONEZH-2 | PWR | VVER V-365 | Permanent Shutdown | 336 | 336 | 365 | 1320 | 49.91 | None | Joint Stock Company 'Concern Rosenergoatom' | 1964-06-01 | 1969-12-23 | 1969-12-27 | None | None | 1990-08-29 | 1970-04-14 | None | None | None | 513
518 | RUSSIA | Year Electricity Supplied [GW.h] Reference Unit Power [MW] Annual Time On Line [h] Operation Factor [%] Energy Availability Factor [%] Load Factor [%] Year Electricity Supplied [GW.h] Reference Unit Power [MW] Annual Time On Line [h] Operation Factor [%] Annual Cumulative Annual Cumulative 0 1971 1.00 385 87 NaN NaN NaN NaN NaN 1 1972 1705.19 385 7121 89.8 72.9 72.9 71.9 71.9 2 1973 1877.19 385 7114 81.2 57.9 62.9 55.7 61.1 3 1974 2629.98 385 7990 91.2 79.0 69.4 78.0 67.8 4 1975 1967.94 385 6695 76.4 58.0 66.1 58.4 65.1 5 1976 2221.44 385 7534 85.8 66.6 66.2 65.7 65.3 6 1977 2786.27 385 7851 89.6 82.1 69.1 82.6 68.4 7 1978 2903.78 385 7962 90.9 85.8 71.7 86.1 71.1 8 1979 2632.90 385 7477 85.4 77.9 72.5 78.1 72.0 9 1980 2844.59 385 8246 94.1 84.2 73.9 84.3 73.5 10 1981 2827.19 385 7934 90.6 84.0 74.9 83.8 74.6 11 1982 2770.46 385 8037 91.8 82.6 75.7 82.2 75.3 12 1983 2470.04 385 7158 81.7 74.1 75.5 73.2 75.1 13 1984 3056.46 385 8185 93.2 89.8 76.7 90.4 76.4 14 1985 3003.82 385 8195 93.6 88.9 77.6 89.1 77.3 15 1986 2705.54 385 8048 91.9 80.5 77.8 80.2 77.5 16 1987 2321.90 417 6361 72.6 66.5 77.0 63.6 76.5 17 1988 2906.14 385 8110 92.3 91.0 77.8 85.9 77.1 18 1989 1984.57 385 6040 69.0 66.0 77.2 58.8 76.1 19 1990 2767.44 385 8611 98.3 84.4 77.6 82.1 76.4 20 1991 1614.01 385 5176 59.1 48.7 76.1 47.9 74.9 21 1992 2580.38 385 6991 79.6 76.2 76.1 76.3 75.0 22 1993 1810.48 385 4991 57.0 53.0 75.0 53.7 74.0 23 1994 2714.59 385 7300 83.3 79.0 75.2 80.5 74.3 24 1995 1364.01 385 3945 45.0 40.6 73.7 40.4 72.9 25 1996 1946.95 385 5510 62.7 57.1 73.0 57.6 72.2 26 1997 2624.03 385 7075 80.8 77.4 73.2 77.8 72.4 27 1998 2535.60 385 6822 77.9 74.3 73.3 75.2 72.6 28 1999 1919.28 385 5669 64.7 57.1 72.7 56.9 72.0 29 2000 2621.49 385 7131 81.2 77.2 72.8 77.5 72.2 30 2001 1293.38 385 3529 40.3 38.2 71.7 38.4 71.0 31 2002 2431.89 385 6415 73.2 71.9 71.7 72.1 71.1 32 2003 2335.05 385 6236 71.2 68.9 71.6 69.2 71.0 33 2004 2313.63 385 7282 82.9 69.7 71.5 68.4 70.9 34 2005 2472.06 385 7233 82.6 74.2 71.6 73.3 71.0 35 2006 2684.04 385 7621 87.0 80.1 71.8 79.6 71.2 36 2007 1713.46 385 6153 70.2 52.3 71.3 50.8 70.7 37 2008 1866.62 385 7584 86.3 57.2 70.9 55.2 70.2 38 2009 1835.47 385 5295 60.4 55.3 70.5 54.4 69.8 39 2010 2467.35 385 7746 88.4 74.2 70.6 73.2 69.9 40 2011 2971.24 385 7739 88.4 87.1 71.0 88.1 70.4 41 2012 2486.31 385 6476 73.7 72.5 71.0 73.5 70.5 42 2013 2893.48 385 7556 86.3 84.7 71.4 85.8 70.8 43 2014 3071.18 385 8021 91.6 89.7 71.8 91.0 71.3 44 2015 3051.74 385 8030 91.7 89.7 72.2 90.5 71.7 45 2016 2977.64 385 7965 92.2 89.5 72.6 89.5 72.1 | NOVOVORONEZH-3 | PWR | VVER V-179 | Permanent Shutdown | 385 | 385 | 417 | 1375 | 109.26 | Joint Stock Company 'Concern Rosenergoatom' | Joint Stock Company 'Concern Rosenergoatom' | 1967-07-01 | 1971-12-22 | 1971-12-27 | None | None | 2016-12-25 | 1972-06-29 | 0.721 | 0.803 | 0.726 | 519
523 | RUSSIA | Year Electricity Supplied [GW.h] Reference Unit Power [MW] Annual Time On Line [h] Operation Factor [%] Energy Availability Factor [%] Load Factor [%] Year Electricity Supplied [GW.h] Reference Unit Power [MW] Annual Time On Line [h] Operation Factor [%] Annual Cumulative Annual Cumulative 0 1985 49.12 950 96 NaN NaN NaN NaN NaN 1 1986 4868.03 950 6082 69.5 64.8 64.8 64.5 64.5 2 1987 4703.68 1000 5302 60.5 57.4 60.1 53.7 57.6 3 1988 6476.87 950 7207 82.0 80.9 68.0 77.6 65.2 4 1989 4473.90 950 5141 58.7 56.3 64.8 53.8 62.0 5 1990 739.06 950 887 10.1 9.1 52.8 8.9 50.6 6 1991 4951.60 950 5780 66.0 59.8 54.0 59.5 52.2 7 1992 6352.28 950 7666 87.3 76.3 57.4 76.1 55.8 8 1993 3326.09 950 4230 48.3 39.9 55.1 40.0 53.7 9 1994 1759.54 950 2307 26.3 77.3 57.7 21.1 49.9 10 1995 2017.98 950 4810 54.9 28.6 54.7 24.2 47.3 11 1996 4872.54 950 5913 67.3 59.0 55.1 58.4 48.3 12 1997 4728.99 950 5818 66.4 57.2 55.2 56.8 49.0 13 1998 4329.83 950 5671 64.7 52.2 55.0 52.0 49.3 14 1999 5141.31 950 6337 72.3 62.1 55.5 61.8 50.2 15 2000 7247.37 950 7705 87.7 86.5 57.6 86.8 52.7 16 2001 7407.90 950 8041 91.8 88.2 59.6 89.0 55.0 17 2002 6785.73 950 7501 85.6 80.5 60.8 81.5 56.6 18 2003 7032.19 950 7460 85.2 83.1 62.1 84.5 58.2 19 2004 6626.43 950 6901 78.6 78.0 63.0 79.4 59.3 20 2005 7312.72 950 7638 87.2 86.2 64.2 87.9 60.8 21 2006 7276.97 950 7517 85.8 85.2 65.2 87.4 62.1 22 2007 7397.29 950 7731 88.2 86.5 66.2 88.9 63.3 23 2008 6810.23 950 7283 82.9 81.7 66.8 81.6 64.1 24 2009 7948.45 950 8760 100.0 99.6 68.2 95.5 65.5 25 2010 6843.30 950 7069 80.7 80.3 68.7 82.2 66.1 26 2011 7469.27 950 7573 86.5 86.2 69.4 89.8 67.1 27 2012 6322.13 950 6424 73.1 72.9 69.5 75.8 67.4 28 2013 8766.85 950 8726 99.6 99.6 70.6 105.4 68.8 29 2014 7012.47 950 7077 80.8 80.0 71.0 84.2 69.3 30 2015 7392.01 950 7481 85.4 84.7 71.4 88.8 70.0 31 2016 8880.23 950 8784 100.0 99.9 72.4 106.4 71.2 32 2017 7699.56 950 7887 90.0 89.3 72.9 92.5 71.8 33 2018 6656.19 950 6737 76.9 76.8 73.0 80.0 72.1 34 2019 8783.41 950 8662 98.9 98.9 73.8 105.5 73.1 35 2020 7533.33 950 7842 89.3 89.0 74.2 90.3 73.6 36 2021 7475.86 950 7532 86.0 85.5 74.5 89.8 74.0 | BALAKOVO-1 | PWR | VVER V-320 | Operational | 950 | 950 | 1000 | 3000 | 221.20 | Joint Stock Company 'Concern Rosenergoatom' | Joint Stock Company 'Concern Rosenergoatom' | 1980-12-01 | 1985-12-12 | 1985-12-28 | None | None | None | 1986-05-23 | 0.74 | 0.766 | 0.745 | 524
524 | RUSSIA | Year Electricity Supplied [GW.h] Reference Unit Power [MW] Annual Time On Line [h] Operation Factor [%] Energy Availability Factor [%] Load Factor [%] Year Electricity Supplied [GW.h] Reference Unit Power [MW] Annual Time On Line [h] Operation Factor [%] Annual Cumulative Annual Cumulative 0 1987 988.46 1000 1601 NaN NaN NaN NaN NaN 1 1988 5978.43 950 6928 77.7 75.5 75.5 70.6 70.6 2 1989 6703.63 950 7626 87.0 84.8 80.3 80.6 75.8 3 1990 5476.67 950 6165 70.4 66.4 75.5 65.8 72.4 4 1991 4308.38 950 4845 55.3 51.2 69.3 51.8 67.1 5 1992 5958.20 950 6601 75.1 70.6 69.6 71.4 68.0 6 1993 3776.17 950 4147 47.3 44.2 65.3 45.4 64.2 7 1994 4778.52 950 8020 91.6 73.1 66.4 57.4 63.2 8 1995 2204.81 950 3261 37.2 30.1 61.8 26.5 58.6 9 1996 2227.25 950 2604 29.6 26.7 57.9 26.7 55.0 10 1997 4015.92 950 6158 70.3 55.7 57.7 48.3 54.3 11 1998 3293.76 950 4984 56.9 40.2 56.1 39.6 53.0 12 1999 2927.12 950 3942 45.0 35.4 54.3 35.2 51.5 13 2000 5730.07 950 7646 87.0 68.9 55.5 68.7 52.8 14 2001 6678.82 950 7415 84.6 79.9 57.2 80.2 54.8 15 2002 6756.53 950 7408 84.6 80.4 58.8 81.2 56.5 16 2003 6171.76 950 6467 73.8 72.7 59.6 74.2 57.6 17 2004 7010.41 950 7514 85.5 82.4 61.0 84.0 59.2 18 2005 6948.86 950 7688 87.8 82.5 62.2 83.5 60.6 19 2006 7237.48 950 7710 88.0 84.6 63.4 87.0 62.0 20 2007 6657.18 950 7327 83.6 78.7 64.2 80.0 62.9 21 2008 7451.24 950 7750 88.2 87.7 65.3 89.3 64.1 22 2009 7630.69 950 7797 89.0 88.6 66.3 91.7 65.4 23 2010 8683.93 950 8760 100.0 99.9 67.8 104.4 67.1 24 2011 7288.41 950 7531 86.0 85.4 68.5 87.6 67.9 25 2012 7706.49 950 7829 89.1 88.3 69.3 92.4 68.9 26 2013 8222.79 950 8509 97.1 95.6 70.3 98.8 70.1 27 2014 6497.72 950 6672 76.2 75.6 70.5 78.1 70.4 28 2015 6850.26 950 6845 78.1 78.0 70.8 82.3 70.8 29 2016 7922.42 950 7900 89.9 89.8 71.5 94.9 71.6 30 2017 6880.73 950 6972 79.6 79.1 71.7 82.7 72.0 31 2018 7858.92 950 7874 89.9 89.5 72.3 94.4 72.7 32 2019 8867.45 950 8760 100.0 100.0 73.2 106.6 73.8 33 2020 7538.45 950 7590 86.4 86.4 73.6 90.3 74.3 34 2021 8043.86 950 7913 90.3 90.2 74.0 96.7 75.0 | BALAKOVO-2 | PWR | VVER V-320 | Operational | 950 | 950 | 1000 | 3000 | 213.21 | Joint Stock Company 'Concern Rosenergoatom' | Joint Stock Company 'Concern Rosenergoatom' | 1981-08-01 | 1987-10-02 | 1987-10-08 | None | None | None | 1988-01-18 | 0.75 | 0.782 | 0.74 | 525
525 | RUSSIA | Year Electricity Supplied [GW.h] Reference Unit Power [MW] Annual Time On Line [h] Operation Factor [%] Energy Availability Factor [%] Load Factor [%] Year Electricity Supplied [GW.h] Reference Unit Power [MW] Annual Time On Line [h] Operation Factor [%] Annual Cumulative Annual Cumulative 0 1988 50.21 950 168 NaN NaN NaN NaN NaN 1 1989 6621.41 950 7792 91.1 88.4 88.4 87.4 87.4 2 1990 5718.71 950 6696 76.4 67.8 76.7 68.7 76.8 3 1991 5403.35 950 6124 69.9 64.2 72.1 64.9 72.5 4 1992 5545.43 950 6202 70.6 64.8 70.2 66.4 70.9 5 1993 4378.64 950 5461 62.3 52.7 66.5 52.6 67.0 6 1994 3340.14 950 5389 61.5 70.7 67.2 40.1 62.4 7 1995 2674.65 950 5511 62.9 47.5 64.3 32.1 57.9 8 1996 5315.40 950 7085 80.7 64.3 64.3 63.7 58.6 9 1997 2058.79 950 3395 38.8 25.3 59.8 24.7 54.8 10 1998 5348.52 950 7136 81.5 64.4 60.3 64.3 55.7 11 1999 5457.98 950 6552 74.8 65.6 60.8 65.6 56.6 12 2000 6482.85 950 7327 83.4 77.2 62.2 77.7 58.4 13 2001 6050.74 950 6927 79.1 72.1 63.0 72.7 59.6 14 2002 6926.31 950 7478 85.4 82.0 64.4 83.2 61.3 15 2003 7016.14 950 7471 85.3 83.2 65.6 84.3 62.8 16 2004 7227.76 950 7607 86.6 85.1 66.9 86.6 64.4 17 2005 6244.44 950 7060 80.6 74.5 67.3 75.0 65.0 18 2006 7741.84 950 8354 95.4 91.4 68.7 93.0 66.6 19 2007 7407.10 950 8050 91.9 87.6 69.7 89.0 67.8 20 2008 7384.34 950 7693 87.6 87.0 70.6 88.5 68.8 21 2009 6932.73 950 7276 83.1 82.6 71.2 83.3 69.5 22 2010 7649.62 950 7710 88.0 87.1 71.9 91.9 70.5 23 2011 8579.15 950 8627 98.5 98.3 73.0 103.1 72.0 24 2012 7716.23 950 7854 89.4 89.3 73.7 92.5 72.8 25 2013 7378.17 950 7481 85.4 84.5 74.2 88.7 73.5 26 2014 7746.92 950 7827 89.3 88.6 74.7 93.1 74.2 27 2015 8250.27 950 8415 96.1 95.8 75.5 99.1 75.2 28 2016 7307.38 950 7331 83.5 83.0 75.8 87.6 75.6 29 2017 8653.43 950 8727 99.6 99.2 76.6 104.0 76.6 30 2018 7167.75 950 7163 81.8 81.6 76.8 86.1 76.9 31 2019 4983.36 950 4979 56.8 56.3 76.1 59.9 76.4 32 2020 6845.49 950 6880 78.3 78.3 76.2 82.0 76.6 33 2021 7559.14 950 7634 87.2 86.3 76.5 90.8 77.0 | BALAKOVO-3 | PWR | VVER V-320 | Operational | 950 | 950 | 1000 | 3000 | 211.15 | Joint Stock Company 'Concern Rosenergoatom' | Joint Stock Company 'Concern Rosenergoatom' | 1982-11-01 | 1988-12-16 | 1988-12-25 | None | None | None | 1989-04-08 | 0.77 | 0.806 | 0.765 | 526
526 | RUSSIA | Year Electricity Supplied [GW.h] Reference Unit Power [MW] Annual Time On Line [h] Operation Factor [%] Energy Availability Factor [%] Load Factor [%] Year Electricity Supplied [GW.h] Reference Unit Power [MW] Annual Time On Line [h] Operation Factor [%] Annual Cumulative Annual Cumulative 0 1993 3676.28 950 5206 NaN NaN NaN NaN NaN 1 1994 3828.53 950 4604 52.6 48.4 48.4 46.0 46.0 2 1995 5609.99 950 8760 100.0 86.5 67.4 67.4 56.7 3 1996 4545.55 950 6652 75.7 55.5 63.4 54.5 56.0 4 1997 4637.72 950 6637 75.8 59.6 62.5 55.7 55.9 5 1998 5042.49 950 6936 79.2 60.9 62.2 60.6 56.8 6 1999 5803.91 950 7268 83.0 69.6 63.4 69.7 59.0 7 2000 6665.85 950 7216 82.2 79.0 65.6 79.9 62.0 8 2001 6578.09 950 7354 84.0 78.3 67.2 79.0 64.1 9 2002 6292.92 950 6723 76.8 72.8 67.8 75.6 65.4 10 2003 7223.84 950 7541 86.1 84.6 69.5 86.8 67.5 11 2004 7022.94 950 7540 85.8 82.5 70.7 84.2 69.0 12 2005 6938.28 950 7699 87.9 82.1 71.6 83.4 70.2 13 2006 6805.35 950 7230 82.5 79.6 72.3 81.8 71.1 14 2007 7153.35 950 7787 88.9 84.7 73.2 86.0 72.2 15 2008 8330.42 950 8779 99.9 99.7 74.9 99.8 74.0 16 2009 7409.95 950 7727 88.2 87.8 75.7 89.0 75.0 17 2010 7199.69 950 7168 81.8 81.4 76.1 86.5 75.6 18 2011 7625.20 950 7619 87.0 86.4 76.6 91.6 76.5 19 2012 8517.84 950 8608 98.0 97.7 77.8 102.1 77.9 20 2013 7847.25 950 7847 89.6 89.1 78.3 94.3 78.7 21 2014 7204.52 950 7173 81.9 81.3 78.5 86.6 79.1 22 2015 8800.05 950 8757 100.0 100.0 79.4 105.7 80.3 23 2016 8006.24 950 8045 91.6 91.1 80.0 95.9 81.0 24 2017 7336.59 950 7386 84.3 84.0 80.1 88.2 81.3 25 2018 8777.02 950 8760 100.0 100.0 80.9 105.5 82.2 26 2019 6075.81 950 5952 68.0 67.8 80.4 73.0 81.9 27 2020 7368.35 950 7307 83.2 83.1 80.5 88.3 82.1 28 2021 8516.23 950 8296 94.7 94.6 81.0 102.3 82.8 | BALAKOVO-4 | PWR | VVER V-320 | Operational | 950 | 950 | 1000 | 3200 | 196.84 | Joint Stock Company 'Concern Rosenergoatom' | Joint Stock Company 'Concern Rosenergoatom' | 1984-04-01 | 1993-03-24 | 1993-04-11 | None | None | None | 1993-12-22 | 0.828 | 0.853 | 0.81 | 527
527 | SWEDEN | Year Electricity Supplied [GW.h] Reference Unit Power [MW] Annual Time On Line [h] ... Energy Availability Factor [%] Load Factor [%] Year Electricity Supplied [GW.h] Reference Unit Power [MW] Annual Time On Line [h] ... Annual Cumulative Annual Cumulative 0 1964 Data Not Provided Data Not Provided Data Not Provided ... Data Not Provided Data Not Provided Data Not Provided Data Not Provided 1 1965 " " " ... " " " " 2 1966 " " " ... " " " " 3 1967 " " " ... " " " " 4 1968 " " " ... " " " " 5 1969 " " " ... " " " " 6 1970 " " " ... " " " " 7 1971 30.000 12 3072 ... 28.5 NC 28.5 NC 8 1972 49.000 12 0 ... 100.0 NC 46.5 NC 9 1973 43.500 10 6345 ... 58.6 NC 49.7 NC 10 1974 18.100 10 3563 ... 78.3 NC 49.7 NC [11 rows x 9 columns] | AGESTA | PHWR | None | Permanent Shutdown | 9 | 10 | 12 | 80 | 0.40 | Vattenfall AB | AB SVAFO | 1957-12-01 | 1963-07-17 | 1964-05-01 | None | None | 1974-06-02 | 1964-05-01 | None | None | None | 528
528 | SWEDEN | Year Electricity Supplied [GW.h] Reference Unit Power [MW] Annual Time On Line [h] Operation Factor [%] Energy Availability Factor [%] Load Factor [%] Year Electricity Supplied [GW.h] Reference Unit Power [MW] Annual Time On Line [h] Operation Factor [%] Annual Cumulative Annual Cumulative 0 1982 190.60 915 1418 NaN NaN NaN NaN NaN 1 1983 2653.10 915 4122 74.6 56.4 56.4 56.4 56.4 2 1984 5987.71 915 7517 85.6 82.2 80.2 74.5 73.1 3 1985 5923.72 915 7755 88.5 87.9 83.9 73.9 73.5 4 1986 5619.26 915 6839 78.1 70.7 79.6 70.1 72.4 5 1987 5665.94 915 7827 89.4 88.2 81.7 70.7 72.0 6 1988 6641.73 915 7945 90.4 83.4 82.0 82.6 74.1 7 1989 5536.82 915 7624 87.0 85.8 82.7 69.1 73.2 8 1990 6467.30 915 8080 92.2 89.1 83.6 80.7 74.3 9 1991 6916.15 915 8041 91.8 85.8 83.8 86.3 75.8 10 1992 6432.41 915 8156 92.8 90.0 84.5 80.0 76.2 11 1993 6342.34 915 7906 90.2 88.8 85.0 79.1 76.5 12 1994 6234.70 914 7476 85.3 84.8 84.9 77.9 76.7 13 1995 6251.70 912 7684 87.7 80.6 84.6 78.2 76.8 14 1996 6426.77 912 8067 91.8 79.6 84.2 80.2 77.0 15 1997 6372.26 912 7665 87.5 78.8 83.8 79.8 77.2 16 1998 6809.80 915 8146 93.0 86.5 84.0 85.0 77.8 17 1999 6986.83 907 8042 91.8 88.6 84.3 87.9 78.4 18 2000 4060.71 907 5898 67.1 63.4 83.1 51.0 76.8 19 2001 6623.98 909 7758 88.6 86.5 83.3 83.2 77.1 20 2002 5942.20 915 7056 80.6 75.5 82.9 74.1 77.0 21 2003 6996.51 915 7843 89.5 88.9 83.2 87.3 77.5 22 2004 7209.61 915 8092 92.1 92.1 83.6 89.7 78.1 23 2005 7129.78 915 8073 92.2 91.4 83.9 89.0 78.6 24 2006 7092.37 907 8054 91.9 88.7 84.1 89.3 79.0 25 2007 7192.87 907 8126 92.8 89.4 84.4 90.5 79.5 26 2008 7331.95 935 8046 91.6 89.0 84.5 89.3 79.9 27 2009 7467.66 936 8165 93.2 90.2 84.8 91.1 80.3 28 2010 7229.47 935 7948 90.7 87.3 84.9 88.3 80.6 29 2011 4102.44 945 4678 53.4 50.1 83.6 49.6 79.5 30 2012 6963.03 940 7541 85.8 83.6 83.6 84.0 79.6 31 2013 7379.26 940 8054 91.9 88.8 83.8 89.6 80.0 32 2014 6740.44 938 7396 84.4 81.5 83.7 81.9 80.1 33 2015 7604.79 1115 7215 82.4 78.0 83.5 78.9 80.0 34 2016 8331.54 1106 7862 89.5 84.6 83.5 84.9 80.2 35 2017 8265.10 1106 7664 87.5 84.8 83.6 85.3 80.4 36 2018 8702.45 1102 8273 94.4 89.8 83.8 90.1 80.7 37 2019 8008.02 1117 7627 87.1 81.9 83.7 82.7 80.8 38 2020 6285.45 1130 6739 76.7 64.9 83.1 63.3 80.2 39 2021 8234.53 1130 7649 87.3 82.1 83.1 83.2 80.3 | RINGHALS-4 | PWR | WH 3LP | Operational | 1130 | 1130 | 1171 | 3300 | 258.28 | Ringhals AB | Ringhals AB | 1973-11-01 | 1982-05-19 | 1982-06-23 | None | None | None | 1983-11-21 | 0.803 | 0.872 | 0.831 | 529
529 | SWEDEN | Year Electricity Supplied [GW.h] Reference Unit Power [MW] Annual Time On Line [h] Operation Factor [%] Energy Availability Factor [%] Load Factor [%] Year Electricity Supplied [GW.h] Reference Unit Power [MW] Annual Time On Line [h] Operation Factor [%] Annual Cumulative Annual Cumulative 0 1981 2870.70 900 3977 90.1 72.2 72.2 72.2 72.2 1 1982 5316.40 900 6076 69.4 67.4 69.0 67.4 69.0 2 1983 5484.40 900 7879 89.9 69.6 69.2 69.6 69.2 3 1984 5911.73 900 7442 84.7 82.6 73.0 74.8 70.8 4 1985 5735.38 900 8048 91.9 83.8 75.4 72.8 71.3 5 1986 6987.86 946 8231 94.0 86.5 77.5 85.0 73.8 6 1987 6553.84 949 8190 93.5 85.5 78.8 78.8 74.6 7 1988 6976.19 963 8032 91.4 83.2 79.4 82.5 75.7 8 1989 5943.42 968 8222 93.9 90.0 80.7 70.4 75.1 9 1990 6426.24 972 8119 92.7 88.6 81.6 75.5 75.1 10 1991 7155.18 969 8084 92.3 84.2 81.8 84.3 76.0 11 1992 6748.91 969 8294 94.4 79.2 81.6 79.3 76.3 12 1993 6715.51 969 7684 87.7 79.1 81.4 79.1 76.6 13 1994 7679.45 969 8194 93.5 90.4 82.1 90.5 77.6 14 1995 7149.21 969 8144 93.0 84.1 82.2 84.2 78.1 15 1996 7348.24 969 8135 92.6 86.2 82.5 86.3 78.6 16 1997 7325.29 969 7927 90.2 87.4 82.8 86.1 79.1 17 1998 7198.57 969 8240 94.1 91.9 83.3 84.8 79.4 18 1999 7292.27 964 8117 92.7 91.8 83.8 86.0 79.8 19 2000 5428.10 964 6939 79.0 66.3 82.9 64.1 79.0 20 2001 7399.55 964 8321 95.0 88.8 83.2 87.6 79.4 21 2002 6823.89 959 8155 93.1 82.2 83.1 81.0 79.5 22 2003 7303.88 954 7916 90.4 87.1 83.3 87.0 79.8 23 2004 7982.20 954 8529 97.1 95.2 83.8 95.2 80.5 24 2005 7790.11 951 8348 95.3 93.7 84.2 93.5 81.0 25 2006 6011.87 951 6426 73.4 72.5 83.8 72.2 80.6 26 2007 7470.12 1000 7750 88.5 85.0 83.8 85.3 80.8 27 2008 6920.12 990 7342 83.6 79.2 83.6 79.4 80.8 28 2009 5530.68 990 5902 67.4 63.6 82.9 63.8 80.2 29 2010 3334.15 990 7635 87.2 38.3 81.3 38.4 78.7 30 2011 8161.59 996 8259 94.3 93.2 81.8 93.8 79.2 31 2012 7464.89 996 7747 88.2 85.0 81.8 85.3 79.4 32 2013 8697.94 1120 8239 94.0 91.2 82.2 91.1 79.8 33 2014 8796.40 1120 7991 91.2 89.4 82.4 89.7 80.2 34 2015 8933.60 1120 8107 92.6 91.1 82.7 91.1 80.5 35 2016 7362.92 1120 6927 78.9 74.5 82.4 74.8 80.3 36 2017 8063.69 1120 7721 88.1 81.9 82.4 82.2 80.4 37 2018 8562.30 1116 7890 90.1 87.2 82.6 87.5 80.6 38 2019 8470.86 1118 8183 93.4 86.3 82.7 86.5 80.8 39 2020 7535.29 1118 7356 83.7 80.3 82.6 76.7 80.7 40 2021 8620.48 1118 7943 90.7 87.5 82.8 88.0 80.9 | FORSMARK-2 | BWR | AA-III, BWR-2500 | Operational | 900 | 1121 | 1157 | 3253 | 285.40 | FORSMARK KRAFTGRUPP AB | FORSMARK KRAFTGRUPP AB | 1975-01-01 | 1980-11-16 | 1981-01-26 | None | None | None | 1981-07-07 | 0.809 | 0.892 | 0.828 | 530
530 | SWEDEN | Year Electricity Supplied [GW.h] Reference Unit Power [MW] Annual Time On Line [h] Operation Factor [%] Energy Availability Factor [%] Load Factor [%] Year Electricity Supplied [GW.h] Reference Unit Power [MW] Annual Time On Line [h] Operation Factor [%] Annual Cumulative Annual Cumulative 0 1985 3848.48 1055 4706 93.4 93.0 93.0 79.2 79.2 1 1986 8386.93 1060 8111 92.6 91.9 92.2 90.4 87.1 2 1987 7057.96 1065 7988 91.2 89.4 91.0 75.6 82.4 3 1988 7311.93 1060 7457 84.9 83.6 88.9 78.4 81.2 4 1989 7788.21 1035 8241 94.1 92.8 89.7 84.4 81.9 5 1990 7640.22 1060 7781 88.8 83.2 88.6 83.2 82.2 6 1991 8935.78 1160 8183 93.4 90.9 89.0 87.9 83.1 7 1992 8270.64 1160 7903 90.0 89.4 89.0 81.2 82.8 8 1993 8339.49 1160 8026 91.6 90.9 89.3 82.1 82.7 9 1994 8480.44 1160 7878 89.9 88.4 89.2 83.5 82.8 10 1995 8828.15 1160 7957 90.8 87.6 89.0 86.9 83.2 11 1996 8518.40 1153 7543 85.9 84.6 88.6 84.1 83.3 12 1997 8970.42 1155 8042 91.8 89.8 88.7 88.6 83.8 13 1998 8032.25 1155 7914 90.3 88.7 88.7 79.4 83.4 14 1999 8516.73 1155 7850 89.6 88.9 88.7 84.2 83.5 15 2000 7219.13 1155 8075 91.9 91.2 88.9 71.2 82.6 16 2001 9051.96 1155 8170 93.3 91.8 89.1 89.5 83.1 17 2002 8883.98 1155 8140 92.9 92.2 89.2 87.8 83.4 18 2003 7678.01 1155 6871 78.4 76.2 88.5 75.9 82.9 19 2004 9318.51 1149 8236 93.8 92.4 88.7 92.3 83.4 20 2005 8573.43 1149 7671 87.6 86.2 88.6 85.2 83.5 21 2006 9522.49 1149 8467 96.6 94.9 88.9 94.6 84.0 22 2007 8829.23 1150 7965 90.9 87.8 88.8 87.6 84.2 23 2008 7100.89 1152 6424 73.1 70.4 88.0 70.2 83.6 24 2009 1684.68 1152 1795 20.5 16.8 85.1 16.7 80.8 25 2010 3841.75 1400 4783 54.6 31.6 82.5 31.3 78.4 26 2011 8337.26 1400 7313 83.5 69.1 81.9 68.0 78.0 27 2012 8438.86 1400 6571 74.8 69.2 81.3 68.6 77.5 28 2013 9439.44 1400 7186 82.0 77.6 81.2 77.0 77.5 29 2014 9215.46 1400 7083 80.9 75.1 80.9 75.1 77.4 30 2015 9668.25 1400 7480 85.4 79.1 80.9 78.8 77.5 31 2016 10265.41 1400 7736 88.1 83.5 81.0 83.5 77.7 32 2017 9387.81 1400 6996 79.9 76.6 80.8 76.6 77.7 33 2018 10688.89 1400 7913 90.3 87.3 81.0 87.2 78.0 34 2019 10976.04 1400 8135 92.9 89.5 81.3 89.5 78.4 35 2020 7988.94 1400 6081 69.2 65.0 80.8 65.0 77.9 36 2021 10989.44 1400 8118 92.7 89.6 81.1 89.6 78.3 | OSKARSHAMN-3 | BWR | AA-IV, BWR-3000 | Operational | 1050 | 1400 | 1450 | 3900 | 306.03 | OKG AKTIEBOLAG | OKG AKTIEBOLAG | 1980-05-01 | 1984-12-29 | 1985-03-03 | None | None | None | 1985-08-15 | 0.783 | 0.85 | 0.811 | 531
531 | SWEDEN | Year Electricity Supplied [GW.h] Reference Unit Power [MW] Annual Time On Line [h] Operation Factor [%] Energy Availability Factor [%] Load Factor [%] Year Electricity Supplied [GW.h] Reference Unit Power [MW] Annual Time On Line [h] Operation Factor [%] Annual Cumulative Annual Cumulative 0 1985 4155.51 1050 4803 96.8 95.5 95.5 86.6 86.6 1 1986 8069.60 1060 7983 91.1 88.4 90.1 86.9 86.8 2 1987 7038.90 1063 7866 89.8 77.9 84.9 75.6 82.0 3 1988 7462.87 1068 7807 88.9 80.4 83.5 79.6 81.3 4 1989 7367.20 1150 7792 89.0 85.8 84.1 75.2 79.8 5 1990 7942.08 1150 8165 93.2 80.1 83.3 78.8 79.6 6 1991 8665.07 1155 8325 95.0 85.6 83.7 85.6 80.6 7 1992 8176.17 1197 7963 90.6 81.2 83.3 77.8 80.2 8 1993 8457.86 1158 8251 94.2 83.4 83.3 83.4 80.6 9 1994 9228.82 1158 8277 94.5 90.9 84.2 91.0 81.7 10 1995 8930.86 1158 8250 94.2 88.2 84.6 88.0 82.4 11 1996 8819.19 1158 8008 91.2 86.7 84.7 86.7 82.8 12 1997 8955.24 1158 8004 91.1 89.9 85.2 88.0 83.2 13 1998 8960.71 1158 8227 93.9 93.8 85.8 88.3 83.6 14 1999 8825.52 1155 8005 91.4 91.0 86.2 87.1 83.8 15 2000 7933.87 1155 8038 91.5 87.7 86.3 78.1 83.4 16 2001 8182.42 1155 7585 86.6 81.8 86.0 80.9 83.3 17 2002 9079.36 1158 8450 96.5 91.2 86.3 89.5 83.6 18 2003 9100.31 1155 8507 97.1 89.9 86.5 89.9 84.0 19 2004 8973.49 1185 7920 90.2 87.7 86.6 87.7 84.2 20 2005 9868.82 1190 8491 96.9 94.6 87.0 94.7 84.7 21 2006 9600.51 1170 8323 95.0 92.4 87.2 92.2 85.1 22 2007 8992.59 1170 7770 88.7 87.3 87.2 87.7 85.2 23 2008 7109.80 1170 6185 70.4 68.8 86.4 69.2 84.5 24 2009 8815.50 1170 7624 87.0 85.5 86.4 86.0 84.6 25 2010 8320.23 1170 7317 83.5 80.6 86.2 81.2 84.4 26 2011 8691.28 1170 7515 85.8 84.3 86.1 84.8 84.5 27 2012 9520.47 1170 8212 93.5 92.1 86.3 92.6 84.8 28 2013 9021.75 1170 7830 89.4 87.6 86.4 88.0 84.9 29 2014 8471.77 1170 7326 83.6 82.3 86.2 82.7 84.8 30 2015 5662.11 1167 5200 59.4 57.4 85.3 55.4 83.8 31 2016 8439.79 1167 7373 83.9 81.9 85.2 82.3 83.8 32 2017 8842.13 1167 7764 88.6 86.2 85.2 86.5 83.9 33 2018 8357.50 1159 7345 83.8 81.3 85.1 82.1 83.8 34 2019 9465.61 1172 8197 93.6 91.5 85.3 92.2 84.0 35 2020 8864.05 1172 7917 90.1 88.3 85.4 86.1 84.1 36 2021 9022.92 1172 7786 88.9 87.2 85.4 87.9 84.2 | FORSMARK-3 | BWR | AA-IV, BWR-3000 | Operational | 1050 | 1172 | 1195 | 3300 | 311.41 | FORSMARK KRAFTGRUPP AB | FORSMARK KRAFTGRUPP AB | 1979-01-01 | 1984-10-28 | 1985-03-05 | None | None | None | 1985-08-18 | 0.842 | 0.893 | 0.854 | 532
533 | SWEDEN | Year Electricity Supplied [GW.h] Reference Unit Power [MW] Annual Time On Line [h] Operation Factor [%] Energy Availability Factor [%] Load Factor [%] Year Electricity Supplied [GW.h] Reference Unit Power [MW] Annual Time On Line [h] Operation Factor [%] Annual Cumulative Annual Cumulative 0 1971 55.83 440 390 NaN NaN NaN NaN NaN 1 1972 1365.02 440 3739 41.3 35.2 35.2 35.4 35.4 2 1973 1967.90 440 4871 55.6 49.9 42.9 51.1 43.6 3 1974 1283.92 440 3067 35.0 33.4 39.6 33.3 40.1 4 1975 2435.28 440 6483 74.0 69.5 47.3 63.2 46.0 5 1976 2469.52 440 6278 71.5 62.1 50.3 63.9 49.6 6 1977 2677.06 440 6540 74.7 69.5 53.5 69.4 53.0 7 1978 3113.76 440 7390 84.4 80.2 57.4 80.8 57.0 8 1979 2716.42 440 6422 73.3 70.0 59.0 70.5 58.7 9 1980 2994.05 440 7221 82.2 77.4 61.0 77.5 60.8 10 1981 2885.74 440 7094 81.0 75.1 62.5 74.9 62.2 11 1982 2937.70 440 6966 79.5 76.2 63.7 76.2 63.5 12 1983 3133.39 440 7693 87.8 81.8 65.2 81.3 65.0 13 1984 2959.89 440 7249 82.5 82.2 66.6 76.6 65.9 14 1985 2753.25 440 6490 74.1 71.8 66.9 71.4 66.3 15 1986 3134.42 440 7350 83.9 83.0 68.0 81.3 67.3 16 1987 3232.47 440 7808 89.1 88.6 69.3 83.9 68.3 17 1988 2863.30 442 6827 77.7 74.4 69.6 73.8 68.7 18 1989 3175.57 442 7787 88.9 86.9 70.6 82.0 69.4 19 1990 2493.77 442 5793 66.1 64.6 70.3 64.4 69.1 20 1991 3349.22 442 7855 89.7 88.9 71.2 86.5 70.0 21 1992 1784.80 442 4339 49.4 49.4 70.2 46.0 68.9 22 1993 0.00 445 0 0.0 0.0 66.9 0.0 65.7 23 1994 0.00 445 0 0.0 0.0 64.0 0.0 62.8 24 1995 0.00 445 0 0.0 0.0 61.3 0.0 60.2 25 1996 2379.96 445 5654 64.4 60.9 61.3 60.9 60.2 26 1997 2925.91 445 6716 76.7 74.6 61.8 75.1 60.8 27 1998 1297.72 445 2968 33.9 32.6 60.7 33.3 59.7 28 1999 3298.86 445 7647 87.3 86.7 61.6 84.6 60.6 29 2000 3060.21 445 7765 88.4 88.1 62.6 78.3 61.2 30 2001 3080.89 445 7449 85.0 83.1 63.2 79.0 61.8 31 2002 0.00 460 0 0.0 0.0 61.2 0.0 59.8 32 2003 3058.35 467 7075 80.8 75.3 61.6 74.5 60.3 33 2004 3536.46 467 7743 88.1 87.4 62.5 86.2 61.1 34 2005 3265.91 467 7129 81.4 79.4 63.0 79.8 61.7 35 2006 2088.40 467 4520 51.6 50.9 62.6 51.0 61.4 36 2007 2575.08 467 5703 65.1 63.2 62.6 63.0 61.4 37 2008 3496.38 473 7583 86.3 85.6 63.3 84.7 62.1 38 2009 2831.57 473 6657 76.0 69.7 63.5 68.3 62.3 39 2010 3185.40 473 7039 80.4 78.0 63.9 76.9 62.7 40 2011 2979.57 473 6484 74.0 72.2 64.1 71.9 62.9 41 2012 30.80 473 110 1.2 0.8 62.5 0.7 61.3 42 2013 541.58 473 1659 18.9 13.9 61.2 13.1 60.1 43 2014 3053.43 473 7028 80.2 73.7 61.6 73.7 60.4 44 2015 2488.70 473 5614 64.1 60.1 61.5 60.1 60.4 45 2016 3367.27 473 7345 83.6 81.0 62.0 81.0 60.9 46 2017 1699.89 473 3898 95.6 88.1 62.2 88.1 61.2 | OSKARSHAMN-1 | BWR | AA-I | Permanent Shutdown | 440 | 473 | 492 | 1375 | 110.27 | OKG AKTIEBOLAG | OKG AKTIEBOLAG | 1966-08-01 | 1970-12-12 | 1971-08-19 | None | None | 2017-06-19 | 1972-02-06 | 0.612 | 0.65 | 0.622 | 534
534 | SWEDEN | Year Electricity Supplied [GW.h] Reference Unit Power [MW] Annual Time On Line [h] Operation Factor [%] Energy Availability Factor [%] Load Factor [%] Year Electricity Supplied [GW.h] Reference Unit Power [MW] Annual Time On Line [h] Operation Factor [%] Annual Cumulative Annual Cumulative 0 1974 389.41 565 1180 NaN NaN NaN NaN NaN 1 1975 3010.90 565 5694 65.0 60.9 60.9 60.8 60.8 2 1976 2892.93 565 5744 65.4 59.1 60.0 58.3 59.6 3 1977 3360.67 565 6372 72.7 69.0 63.0 67.9 62.3 4 1978 3638.32 565 6695 76.4 74.4 65.8 73.5 65.1 5 1979 3789.44 565 7473 85.3 80.3 68.7 76.6 67.4 6 1980 4172.27 565 7699 87.6 87.4 71.8 84.1 70.2 7 1981 3836.06 565 7433 84.8 81.0 73.2 77.5 71.2 8 1982 4248.86 565 7904 90.2 89.0 75.1 85.8 73.1 9 1983 4054.49 590 7703 87.9 86.2 76.4 78.7 73.7 10 1984 4666.11 590 8252 93.9 92.8 78.1 90.0 75.4 11 1985 3932.29 590 7739 88.3 87.2 79.0 76.1 75.5 12 1986 4277.81 590 7770 88.7 87.9 79.7 82.8 76.1 13 1987 4230.80 590 7789 88.9 87.4 80.3 81.9 76.6 14 1988 4417.38 605 7894 89.9 86.9 80.8 83.6 77.1 15 1989 3960.67 605 8065 92.1 86.4 81.2 74.7 76.9 16 1990 4050.31 605 7885 90.0 86.5 81.6 76.4 76.9 17 1991 4103.38 605 7467 85.2 82.0 81.6 77.4 76.9 18 1992 2851.52 605 5310 60.4 59.1 80.3 53.7 75.6 19 1993 2611.50 605 4964 56.7 53.7 78.8 49.3 74.1 20 1994 4460.64 605 7884 90.0 86.9 79.2 84.2 74.7 21 1995 4175.83 605 7449 85.0 82.3 79.4 78.8 74.9 22 1996 3760.44 605 6543 74.5 71.8 79.0 70.8 74.7 23 1997 4417.43 605 7707 88.0 85.4 79.3 83.4 75.1 24 1998 4457.85 605 7951 90.8 90.2 79.8 84.1 75.4 25 1999 3198.22 605 5667 64.7 62.6 79.1 60.3 74.8 26 2000 3898.51 605 7525 85.7 83.5 79.3 73.4 74.8 27 2001 4748.45 602 8147 93.0 90.8 79.7 90.0 75.3 28 2002 4508.62 602 8043 91.8 90.6 80.1 85.5 75.7 29 2003 3055.30 602 5289 60.4 59.2 79.4 57.9 75.1 30 2004 4625.94 602 7900 89.9 87.7 79.6 87.5 75.5 31 2005 4728.06 602 8187 93.5 90.0 80.0 89.7 76.0 32 2006 4125.34 602 7089 80.9 78.4 79.9 78.2 76.0 33 2007 3993.22 598 6922 79.0 76.4 79.8 76.1 76.0 34 2008 4504.20 590 7871 89.6 86.6 80.0 86.3 76.4 35 2009 3949.97 624 7141 81.5 76.5 79.9 75.3 76.3 36 2010 5032.92 638 8265 94.4 91.3 80.3 90.0 76.7 37 2011 4210.20 638 7020 80.1 75.8 80.1 75.3 76.7 38 2012 3969.41 638 7207 82.0 72.0 79.9 70.8 76.5 39 2013 1735.42 638 3334 38.1 31.6 78.6 31.0 75.3 40 2014 0.00 638 0 0.0 0.0 76.5 0.0 73.3 41 2015 0.00 638 0 0.0 0.0 74.5 0.0 71.4 42 2016 0.00 638 0 0.0 0.0 72.6 0.0 69.6 | OSKARSHAMN-2 | BWR | AA-II | Permanent Shutdown | 580 | 638 | 661 | 1800 | 154.00 | OKG AKTIEBOLAG | OKG AKTIEBOLAG | 1969-09-01 | 1974-03-06 | 1974-10-02 | None | None | 2016-12-22 | 1975-01-01 | 0.696 | 0.758 | 0.726 | 535
535 | SWEDEN | Year Electricity Supplied [GW.h] Reference Unit Power [MW] Annual Time On Line [h] Operation Factor [%] Energy Availability Factor [%] Load Factor [%] Year Electricity Supplied [GW.h] Reference Unit Power [MW] Annual Time On Line [h] Operation Factor [%] Annual Cumulative Annual Cumulative 0 1974 71.70 762 675 NaN NaN NaN NaN NaN 1 1975 1133.20 760 2917 NaN NaN NaN NaN NaN 2 1976 2164.60 760 4269 48.6 32.4 32.4 32.4 32.4 3 1977 3531.20 760 6095 69.6 53.0 42.7 53.0 42.7 4 1978 4153.10 750 6099 69.6 63.2 49.5 63.2 49.5 5 1979 3868.20 750 6070 69.3 58.8 51.8 58.9 51.8 6 1980 4433.80 750 6362 72.4 68.2 55.1 67.3 54.9 7 1981 4059.40 750 6285 71.8 61.8 56.2 61.8 56.0 8 1982 4687.50 750 7162 81.8 75.0 58.8 71.4 58.2 9 1983 3265.00 750 5372 61.3 49.7 57.7 49.7 57.2 10 1984 4917.65 750 7382 84.0 79.7 60.2 74.6 59.1 11 1985 5168.85 750 7832 89.4 86.0 62.7 78.7 61.0 12 1986 4470.50 750 7203 82.2 69.9 63.4 68.0 61.7 13 1987 4872.69 750 7878 89.9 77.7 64.6 74.2 62.7 14 1988 4694.74 750 7338 83.5 74.8 65.3 71.3 63.4 15 1989 4855.30 750 7963 90.9 81.8 66.5 73.4 64.1 16 1990 4525.62 795 7918 90.4 71.4 66.9 65.0 64.2 17 1991 5638.95 795 8034 91.7 82.5 67.9 81.0 65.3 18 1992 3383.79 795 4938 56.2 51.2 66.9 48.5 64.2 19 1993 3996.35 795 6575 75.1 68.5 67.0 57.4 63.8 20 1994 5389.23 795 7189 82.1 76.4 67.5 77.4 64.6 21 1995 5666.97 826 7697 87.9 78.2 68.0 78.3 65.3 22 1996 6490.90 837 8008 91.2 90.1 69.2 88.7 66.5 23 1997 2236.34 830 3022 34.5 30.5 67.3 30.8 64.8 24 1998 5601.63 830 7605 86.8 80.7 67.9 77.0 65.4 25 1999 4930.37 825 6500 74.2 68.4 67.9 68.2 65.5 26 2000 3239.66 825 4659 53.0 50.8 67.2 44.7 64.6 27 2001 5835.00 825 7814 89.2 86.1 68.0 80.7 65.2 28 2002 5956.16 830 7667 87.5 80.4 68.5 81.9 65.9 29 2003 5104.28 830 6269 71.6 70.2 68.5 70.2 66.1 30 2004 6523.07 830 7974 90.8 89.7 69.3 89.5 66.9 31 2005 6064.85 830 7452 85.1 83.5 69.8 83.4 67.5 32 2006 6518.82 843 7982 91.1 87.9 70.4 88.3 68.2 33 2007 5963.38 843 7275 83.0 79.4 70.7 80.8 68.6 34 2008 4552.73 856 5480 62.4 60.6 70.4 60.6 68.4 35 2009 1314.31 856 1639 18.7 17.4 68.7 17.5 66.8 36 2010 3587.63 855 4518 51.6 47.5 68.1 47.9 66.2 37 2011 5971.23 854 7377 84.2 80.0 68.4 79.8 66.6 38 2012 5529.58 865 7322 83.4 72.1 68.5 72.8 66.8 39 2013 6120.55 878 7842 89.5 79.0 68.8 79.6 67.1 40 2014 5485.09 878 6449 73.6 70.7 68.9 71.3 67.2 41 2015 5774.14 881 7248 82.7 74.5 69.0 74.8 67.5 42 2016 6526.79 883 7802 88.8 84.1 69.4 84.3 67.9 43 2017 4796.19 883 5603 64.0 62.0 69.2 62.0 67.8 44 2018 6585.78 881 7753 88.5 85.0 69.6 85.3 68.2 45 2019 6736.43 881 7968 91.0 86.9 70.1 87.3 68.7 46 2020 4755.22 881 5981 68.1 67.2 70.0 61.4 68.5 | RINGHALS-1 | BWR | AA-I | Permanent Shutdown | 881 | 881 | 910 | 2540 | 221.15 | Ringhals AB | Ringhals AB | 1969-02-01 | 1973-08-20 | 1974-10-14 | None | None | 2020-12-31 | 1976-01-01 | 0.685 | 0.763 | 0.7 | 536
536 | SWEDEN | Year Electricity Supplied [GW.h] Reference Unit Power [MW] Annual Time On Line [h] Operation Factor [%] Energy Availability Factor [%] Load Factor [%] Year Electricity Supplied [GW.h] Reference Unit Power [MW] Annual Time On Line [h] Operation Factor [%] Annual Cumulative Annual Cumulative 0 1974 183.90 822 679 NaN NaN NaN NaN NaN 1 1975 3121.40 820 5126 57.5 44.8 44.8 44.8 44.8 2 1976 4213.00 822 6167 70.2 59.4 53.6 58.4 52.9 3 1977 4114.40 822 6402 73.1 57.1 54.9 57.1 54.5 4 1978 4094.40 800 6772 77.3 58.4 55.8 58.4 55.6 5 1979 3585.30 800 5541 63.2 51.2 54.8 51.2 54.6 6 1980 4336.90 800 5824 66.3 61.7 56.0 61.7 55.9 7 1981 4093.20 800 6216 71.0 58.4 56.4 58.4 56.2 8 1982 4548.00 800 5922 67.6 66.3 57.7 64.9 57.4 9 1983 3935.30 800 6107 69.7 56.2 57.5 56.2 57.2 10 1984 4178.68 800 6090 69.3 68.2 58.6 59.5 57.4 11 1985 4294.66 800 6680 76.3 74.8 60.1 61.3 57.8 12 1986 3969.11 800 6383 72.9 59.4 60.0 56.6 57.7 13 1987 4216.58 800 7397 84.4 65.2 60.5 60.2 57.9 14 1988 4216.13 800 7368 83.9 68.5 61.0 60.0 58.0 15 1989 3619.61 800 6002 68.5 50.0 60.3 51.6 57.6 16 1990 5064.76 800 6348 72.5 66.7 60.7 72.3 58.6 17 1991 6232.85 875 7909 90.3 83.5 62.2 81.3 60.0 18 1992 5193.38 875 6959 79.2 72.1 62.8 67.6 60.5 19 1993 2650.00 875 3307 37.8 37.8 61.4 34.6 59.0 20 1994 6258.71 875 7429 84.8 83.0 62.5 81.6 60.2 21 1995 6096.64 867 7676 87.6 84.8 63.7 80.3 61.2 22 1996 5723.31 864 7574 86.2 76.8 64.3 75.4 61.9 23 1997 6175.12 864 7927 90.5 80.7 65.1 81.6 62.8 24 1998 6096.40 875 7866 89.8 82.2 65.8 79.5 63.6 25 1999 6445.82 862 8075 92.2 85.8 66.7 85.4 64.5 26 2000 5143.53 862 7284 82.9 77.0 67.1 67.9 64.6 27 2001 6322.65 862 8004 91.4 85.7 67.8 83.7 65.4 28 2002 6540.30 875 8130 92.8 84.3 68.4 85.3 66.2 29 2003 6811.52 875 8093 92.4 90.9 69.3 88.9 67.0 30 2004 6786.61 875 7976 90.8 90.3 70.0 88.3 67.7 31 2005 5784.42 875 6874 78.5 77.9 70.3 75.5 68.0 32 2006 6839.37 867 8107 92.6 89.7 70.9 90.0 68.7 33 2007 6365.08 867 7782 88.8 83.7 71.3 83.8 69.2 34 2008 5746.34 867 7175 81.7 78.1 71.5 75.4 69.4 35 2009 2786.30 813 3432 39.2 38.6 70.6 39.1 68.5 36 2010 5599.94 813 7164 81.8 78.3 70.8 78.6 68.8 37 2011 1726.66 809 2186 25.0 24.4 69.6 24.4 67.6 38 2012 3612.96 865 4660 53.0 48.2 69.0 48.3 67.1 39 2013 6297.87 807 7978 91.1 84.8 69.4 85.0 67.6 40 2014 4321.58 807 5443 62.1 60.9 69.2 61.1 67.4 41 2015 0.00 807 0 0.0 0.0 67.6 0.0 65.8 42 2016 701.83 904 853 9.7 9.7 66.2 9.8 64.5 43 2017 6396.07 904 7919 90.4 80.6 66.6 80.8 64.9 44 2018 6739.19 907 7857 89.7 84.7 67.0 84.9 65.4 45 2019 5126.60 852 8239 94.0 67.0 67.0 67.3 65.5 | RINGHALS-2 | PWR | WH 3LP | Permanent Shutdown | 820 | 852 | 963 | 2652 | 216.14 | Ringhals AB | Ringhals AB | 1970-10-01 | 1974-06-19 | 1974-08-17 | None | None | 2019-12-31 | 1975-05-01 | 0.655 | 0.737 | 0.67 | 537
537 | SWEDEN | Year Electricity Supplied [GW.h] Reference Unit Power [MW] Annual Time On Line [h] Operation Factor [%] Energy Availability Factor [%] Load Factor [%] Year Electricity Supplied [GW.h] Reference Unit Power [MW] Annual Time On Line [h] Operation Factor [%] Annual Cumulative Annual Cumulative 0 1975 1549.20 580 3218 63.2 63.2 63.2 54.8 54.8 1 1976 3555.70 580 7076 80.6 79.0 73.8 69.8 64.8 2 1977 2702.80 570 5402 61.7 54.1 66.0 54.1 60.6 3 1978 3907.60 570 7326 83.6 78.2 69.5 78.3 65.6 4 1979 2250.50 570 4332 49.4 45.1 64.1 45.1 61.1 5 1980 3551.20 570 6960 79.2 79.0 66.8 70.9 62.8 6 1981 4132.80 570 7702 87.9 85.6 69.7 82.8 65.9 7 1982 3956.80 570 7404 84.5 82.7 71.4 79.2 67.7 8 1983 3988.30 570 7718 88.1 84.7 73.0 79.9 69.1 9 1984 4161.04 570 7967 90.7 85.7 74.3 83.1 70.6 10 1985 4098.86 570 7976 91.0 90.6 75.8 82.1 71.7 11 1986 4372.42 600 7943 90.7 87.7 76.9 85.0 72.8 12 1987 4556.22 600 8028 91.6 89.6 78.0 86.7 74.0 13 1988 4392.89 600 8369 95.3 95.0 79.3 83.4 74.7 14 1989 4327.64 600 8003 91.4 90.5 80.1 82.3 75.3 15 1990 4324.06 600 8393 95.8 95.2 81.1 82.3 75.7 16 1991 4497.02 600 8019 91.5 91.0 81.7 85.6 76.4 17 1992 2866.65 600 5941 67.6 54.9 80.1 54.4 75.0 18 1993 3116.62 600 5615 64.1 59.6 79.0 59.3 74.2 19 1994 4542.63 600 7671 87.6 85.3 79.3 86.4 74.8 20 1995 4124.56 600 7344 83.8 82.0 79.4 78.5 75.0 21 1996 4141.82 600 7280 82.9 82.9 79.6 78.6 75.2 22 1997 3734.32 600 6516 74.4 79.2 79.6 71.0 75.0 23 1998 4322.04 600 7637 87.2 94.7 80.3 82.2 75.3 24 1999 2642.59 600 4711 58.8 77.5 80.2 54.9 74.5 | BARSEBACK-1 | BWR | AA-II | Permanent Shutdown | 570 | 600 | 615 | 1800 | 93.82 | Sydkraft Nuclear Power AB | Barsebäck Kraft AB | 1971-02-01 | 1975-01-18 | 1975-05-15 | None | None | 1999-11-30 | 1975-07-01 | 0.745 | 0.814 | 0.802 | 538
538 | SWEDEN | Year Electricity Supplied [GW.h] Reference Unit Power [MW] Annual Time On Line [h] Operation Factor [%] Energy Availability Factor [%] Load Factor [%] Year Electricity Supplied [GW.h] Reference Unit Power [MW] Annual Time On Line [h] Operation Factor [%] Annual Cumulative Annual Cumulative 0 1980 351.20 915 1306 NaN NaN NaN NaN NaN 1 1981 2859.20 920 4560 29.5 26.8 26.8 26.8 26.8 2 1982 1251.60 915 3680 42.0 15.6 18.4 15.6 18.4 3 1983 2909.90 915 5886 67.2 38.2 26.6 38.2 26.6 4 1984 5346.56 915 6450 73.4 72.4 40.6 66.5 38.8 5 1985 6090.25 915 7580 86.5 84.8 50.9 76.0 47.5 6 1986 6233.87 915 7026 80.2 78.8 56.2 77.8 53.2 7 1987 6169.21 915 7485 85.4 83.1 60.5 77.0 57.0 8 1988 6151.17 915 7645 87.0 77.1 62.8 76.5 59.7 9 1989 5829.68 915 7757 88.6 82.6 65.2 72.7 61.2 10 1990 5871.27 915 7855 89.7 74.0 66.1 73.2 62.5 11 1991 5923.60 915 8007 91.4 75.7 67.0 73.9 63.6 12 1992 5622.12 915 7941 90.4 82.3 68.4 70.0 64.2 13 1993 6685.76 915 7964 90.9 89.8 70.1 83.4 65.8 14 1994 6873.37 918 8097 92.4 86.1 71.3 85.5 67.2 15 1995 4873.56 918 6040 69.0 60.7 70.6 60.6 66.8 16 1996 6816.76 910 8166 93.0 87.3 71.7 85.3 68.0 17 1997 6581.42 910 8107 92.5 81.7 72.3 82.6 68.9 18 1998 6382.65 915 8008 91.4 81.3 72.8 79.6 69.5 19 1999 6975.98 911 7899 90.2 88.0 73.6 87.4 70.5 20 2000 6165.84 911 7966 90.7 89.5 74.5 77.0 70.8 21 2001 6285.26 911 7942 90.7 79.4 74.7 78.8 71.2 22 2002 6890.61 915 7930 90.5 88.8 75.4 86.0 71.9 23 2003 6714.60 915 7475 85.3 84.4 75.8 83.8 72.4 24 2004 7497.90 915 8295 94.4 93.9 76.6 93.3 73.3 25 2005 7181.56 915 8075 92.2 90.5 77.1 89.6 74.0 26 2006 6570.84 1045 7249 82.8 75.0 77.0 76.4 74.1 27 2007 5990.80 1045 6565 74.9 64.3 76.5 65.4 73.7 28 2008 7599.80 985 7980 90.8 87.8 76.9 87.8 74.3 29 2009 8102.89 1044 8093 92.4 89.7 77.4 89.8 74.9 30 2010 7605.45 1051 7590 86.6 81.9 77.6 82.6 75.2 31 2011 7141.61 1057 7032 80.3 77.2 77.6 77.1 75.3 32 2012 8327.82 1064 8088 92.1 89.2 78.0 89.6 75.8 33 2013 6949.96 1064 6852 78.2 73.8 77.9 74.6 75.7 34 2014 8099.92 1062 7887 90.0 86.2 78.1 87.0 76.1 35 2015 7753.27 1063 7853 89.6 82.5 78.3 83.3 76.4 36 2016 7437.54 1065 7106 80.9 78.9 78.3 79.6 76.4 37 2017 7988.55 1065 8027 91.6 84.9 78.5 85.6 76.7 38 2018 8144.41 1062 7821 89.3 86.5 78.7 87.5 77.0 39 2019 8212.37 1062 8107 92.6 87.0 79.0 88.3 77.4 40 2020 5522.53 1072 5452 62.1 63.1 78.5 59.0 76.9 41 2021 6623.06 1072 6214 70.9 69.1 78.3 70.5 76.7 | RINGHALS-3 | PWR | WH 3LP | Operational | 1072 | 1072 | 1117 | 3135 | 264.64 | Ringhals AB | Ringhals AB | 1972-09-01 | 1980-07-29 | 1980-09-07 | None | None | None | 1981-09-09 | 0.767 | 0.843 | 0.783 | 539
539 | SWEDEN | Year Electricity Supplied [GW.h] Reference Unit Power [MW] Annual Time On Line [h] Operation Factor [%] Energy Availability Factor [%] Load Factor [%] Year Electricity Supplied [GW.h] Reference Unit Power [MW] Annual Time On Line [h] Operation Factor [%] Annual Cumulative Annual Cumulative 0 1977 2625.70 570 5202 93.9 87.2 87.2 87.2 87.2 1 1978 3836.20 570 7078 80.8 76.8 80.3 76.8 80.3 2 1979 3928.50 570 7376 84.2 78.7 79.7 78.7 79.7 3 1980 3376.80 570 6426 73.2 73.2 77.8 67.4 76.2 4 1981 3803.10 570 7590 86.6 78.9 78.0 76.2 76.2 5 1982 4606.10 570 8570 97.8 96.1 81.3 92.2 79.1 6 1983 3718.90 570 7383 84.3 79.0 81.0 74.5 78.4 7 1984 4020.86 570 7784 88.6 82.7 81.2 80.3 78.6 8 1985 4306.12 570 8759 100.0 99.5 83.4 86.2 79.5 9 1986 4129.20 585 7555 86.2 83.3 83.3 81.4 79.7 10 1987 4448.17 585 8253 94.2 92.0 84.2 86.8 80.4 11 1988 4392.59 585 7926 90.2 89.7 84.7 85.5 80.9 12 1989 4206.18 600 8244 94.1 94.0 85.4 80.0 80.8 13 1990 4208.61 600 7817 89.2 88.4 85.7 80.1 80.7 14 1991 4614.18 600 8334 95.1 94.4 86.3 87.8 81.2 15 1992 2642.61 600 5053 57.5 50.7 83.9 50.1 79.2 16 1993 2859.02 600 5545 63.3 55.1 82.1 54.4 77.6 17 1994 3745.25 600 6861 78.3 84.5 82.3 71.3 77.2 18 1995 3751.03 600 6724 76.8 73.6 81.8 71.4 76.9 19 1996 3771.10 600 6476 73.7 74.7 81.4 71.6 76.6 20 1997 3900.82 600 6851 78.2 86.9 81.7 74.2 76.5 21 1998 4009.57 600 7373 84.2 87.5 82.0 76.3 76.5 22 1999 3446.96 600 6157 70.3 75.7 81.7 65.6 76.0 23 2000 2925.64 600 5725 65.2 81.3 81.7 55.5 75.1 24 2001 4428.54 600 7863 89.8 98.8 82.4 84.3 75.5 25 2002 3873.92 600 6584 75.2 98.5 83.0 73.7 75.4 26 2003 2279.11 600 3976 45.4 79.1 82.9 43.4 74.2 27 2004 4692.00 600 8044 91.6 88.7 83.1 89.0 74.7 28 2005 1898.69 600 3618 99.8 87.7 83.2 87.3 74.9 | BARSEBACK-2 | BWR | AA-II | Permanent Shutdown | 570 | 600 | 615 | 1800 | 108.04 | Sydkraft Nuclear Power AB | Barsebäck Kraft AB | 1973-01-01 | 1977-02-20 | 1977-03-21 | None | None | 2005-05-31 | 1977-07-01 | 0.749 | 0.818 | 0.832 | 540
540 | SWEDEN | Year Electricity Supplied [GW.h] Reference Unit Power [MW] Annual Time On Line [h] Operation Factor [%] Energy Availability Factor [%] Load Factor [%] Year Electricity Supplied [GW.h] Reference Unit Power [MW] Annual Time On Line [h] Operation Factor [%] Annual Cumulative Annual Cumulative 0 1980 2200.90 900 5016 100.0 100.0 100.0 100.0 100.0 1 1981 6063.70 900 7305 83.4 76.9 78.7 76.9 78.7 2 1982 5548.10 900 7131 81.4 70.4 74.7 70.4 74.7 3 1983 5926.00 900 8095 92.4 75.2 74.9 75.2 74.9 4 1984 6461.80 900 8207 93.4 91.9 79.0 81.7 76.6 5 1985 5587.57 900 7773 88.7 79.4 79.1 70.9 75.4 6 1986 7317.15 970 8303 94.8 89.8 81.0 87.5 77.5 7 1987 6493.39 970 8291 94.6 79.4 80.7 76.4 77.4 8 1988 6852.84 970 7739 88.1 81.8 80.9 80.4 77.8 9 1989 6138.64 967 7907 90.3 85.5 81.4 72.3 77.1 10 1990 6257.49 972 7885 90.0 85.8 81.9 73.5 76.8 11 1991 7487.58 968 8122 92.7 88.3 82.5 88.3 77.8 12 1992 6833.64 968 8175 93.1 80.3 82.3 80.4 78.0 13 1993 7022.83 968 8010 91.4 82.7 82.3 82.8 78.4 14 1994 7398.21 968 8109 92.6 87.0 82.6 87.2 79.1 15 1995 7325.18 968 8173 93.3 86.2 82.9 86.4 79.6 16 1996 7311.38 968 8412 95.8 86.4 83.1 86.0 80.0 17 1997 5402.87 968 6255 71.2 64.6 82.0 63.5 79.0 18 1998 7307.70 968 8265 94.4 93.6 82.7 86.2 79.4 19 1999 7582.73 968 8420 96.1 96.3 83.4 89.4 79.9 20 2000 5730.82 968 7202 82.0 67.4 82.6 67.4 79.3 21 2001 7286.12 968 8482 96.8 86.2 82.8 85.9 79.6 22 2002 7143.77 961 7978 91.1 86.0 82.9 84.9 79.8 23 2003 7456.00 961 8093 92.4 88.5 83.2 88.6 80.2 24 2004 8032.28 961 8555 97.4 95.6 83.7 95.2 80.9 25 2005 7291.06 1011 7648 87.3 84.4 83.7 85.1 81.0 26 2006 6683.92 995 6806 77.7 75.4 83.4 75.5 80.8 27 2007 6961.43 987 7204 82.2 80.4 83.2 80.5 80.8 28 2008 6973.66 978 7442 84.7 80.8 83.2 81.1 80.8 29 2009 7555.38 978 8029 91.7 87.9 83.3 88.2 81.1 30 2010 7993.61 978 8283 94.6 92.8 83.6 93.3 81.5 31 2011 6776.59 984 7005 80.0 78.4 83.5 79.0 81.4 32 2012 7615.92 984 7938 90.4 87.7 83.6 88.1 81.6 33 2013 7539.63 984 7782 88.8 87.1 83.7 87.5 81.8 34 2014 8085.96 984 8307 94.8 93.5 84.0 93.8 82.2 35 2015 6570.19 984 7153 81.7 79.1 83.9 76.2 82.0 36 2016 8214.31 984 8421 95.9 94.5 84.2 95.0 82.4 37 2017 7623.46 984 7994 91.3 87.8 84.3 88.4 82.5 38 2018 8087.58 986 8448 96.4 93.3 84.5 93.7 82.8 39 2019 7432.93 990 7699 87.9 85.5 84.5 85.9 82.9 40 2020 6410.35 990 7652 87.1 78.3 84.4 73.7 82.7 41 2021 7935.93 990 8295 94.7 91.2 84.6 91.5 82.9 | FORSMARK-1 | BWR | AA-III, BWR-2500 | Operational | 900 | 990 | 1027 | 2927 | 288.18 | FORSMARK KRAFTGRUPP AB | FORSMARK KRAFTGRUPP AB | 1973-06-01 | 1980-04-23 | 1980-06-06 | None | None | None | 1980-12-10 | 0.829 | 0.899 | 0.846 | 541
541 | SLOVENIA | Year Electricity Supplied [GW.h] Reference Unit Power [MW] Annual Time On Line [h] Operation Factor [%] Energy Availability Factor [%] Load Factor [%] Year Electricity Supplied [GW.h] Reference Unit Power [MW] Annual Time On Line [h] Operation Factor [%] Annual Cumulative Annual Cumulative 0 1981 263.00 632 1165 NaN NaN NaN NaN NaN 1 1982 2387.80 632 5104 NaN NaN NaN NaN NaN 2 1983 3724.10 632 6255 71.4 69.6 69.6 67.3 67.3 3 1984 4207.60 632 7073 80.5 79.8 74.7 75.8 71.5 4 1985 3845.27 632 6421 73.3 72.1 73.8 69.5 70.8 5 1986 3821.99 620 6561 74.9 73.7 73.8 70.4 70.7 6 1987 4278.82 620 7287 83.2 83.5 75.7 78.8 72.3 7 1988 3935.75 620 6866 78.2 76.9 75.9 72.3 72.3 8 1989 4453.95 620 7500 85.6 85.2 77.2 82.0 73.7 9 1990 4386.77 620 7592 86.7 85.4 78.2 80.8 74.6 10 1991 4718.22 632 8133 92.8 88.7 79.4 85.2 75.8 11 1992 3767.25 632 6699 76.3 68.6 78.3 67.9 75.0 12 1993 3762.77 620 6493 74.1 69.3 77.5 69.3 74.4 13 1994 4403.53 620 7402 84.5 81.1 77.8 81.1 75.0 14 1995 4568.50 620 7606 86.8 84.1 78.3 84.1 75.7 15 1996 4361.62 620 7143 81.3 79.6 78.4 80.1 76.0 16 1997 4793.98 620 7824 89.3 87.8 79.0 88.3 76.8 17 1998 4793.60 620 7913 90.3 88.0 79.6 88.3 77.5 18 1999 4492.38 620 7480 85.4 82.4 79.7 82.7 77.8 19 2000 4548.79 676 7295 83.0 80.5 79.8 80.1 78.0 20 2001 5036.28 656 7790 88.9 86.2 80.1 87.6 78.5 21 2002 5308.75 676 8111 92.6 91.1 80.7 89.6 79.1 22 2003 4963.34 676 8084 92.3 86.2 81.0 83.8 79.3 23 2004 5212.18 676 8081 92.0 89.9 81.4 87.8 79.7 24 2005 5613.65 656 8664 98.9 98.3 82.2 97.7 80.6 25 2006 5289.47 666 7883 90.0 89.9 82.5 91.3 81.0 26 2007 5428.19 666 7989 91.2 90.9 82.9 93.0 81.5 27 2008 5972.03 666 8660 98.6 98.6 83.5 102.1 82.4 28 2009 5459.72 666 7992 91.2 90.8 83.8 93.6 82.8 29 2010 5380.71 666 7876 89.9 89.3 84.0 92.2 83.1 30 2011 5902.24 688 8600 98.2 98.6 84.5 97.9 83.7 31 2012 5243.68 688 7697 87.6 86.5 84.6 86.8 83.8 32 2013 5036.47 688 7391 84.4 83.0 84.6 83.6 83.8 33 2014 6060.82 688 8760 100.0 100.0 85.1 100.6 84.3 34 2015 5371.66 688 7826 89.3 88.5 85.2 89.1 84.5 35 2016 5431.27 688 7923 90.2 89.2 85.3 89.9 84.7 36 2017 5967.83 688 8708 99.4 98.5 85.7 99.0 85.1 37 2018 5489.91 688 8010 91.4 90.6 85.8 91.1 85.3 38 2019 5532.98 688 8081 92.2 91.3 86.0 91.8 85.5 39 2020 6040.85 688 8748 99.6 99.3 86.4 100.0 85.9 40 2021 5418.64 688 7940 90.6 89.6 86.4 89.9 86.0 | KRSKO | PWR | WH 2LP | Operational | 632 | 688 | 727 | 1994 | 194.72 | GEN Energija, d.o.o | Nuklearna elektrarna Krško | 1975-03-30 | 1981-09-11 | 1981-10-02 | None | None | None | 1983-01-01 | 0.86 | 0.878 | 0.864 | 542
542 | SLOVAKIA | Year Electricity Supplied [GW.h] ... Load Factor [%] Year Electricity Supplied [GW.h] ... Annual Cumulative 0 1972 Data from a trial operation not provided ... Data from a trial operation not provided Data from a trial operation not provided 1 1973 122.500 ... 12.7 12.7 2 1974 303.290 ... 38.5 24.3 3 1975 123.440 ... 14.1 20.9 4 1976 288.800 ... 39.0 24.9 5 1977 77.780 ... 59.1 26.2 [6 rows x 9 columns] | BOHUNICE A1 | HWGCR | KS 150 | Permanent Shutdown | 110 | 93 | 143 | 560 | 0.92 | JADROVA A VYRADOVACIA SPOLOCNOST /NUCLEAR AND DECOMMISSIONING COMPANY, plc./ | JADROVA A VYRADOVACIA SPOLOCNOST /NUCLEAR AND DECOMMISSIONING COMPANY, plc./ | 1958-08-01 | 1972-10-24 | 1972-12-25 | None | None | 1977-02-22 | 1972-12-25 | 0.262 | 0.524 | 0.327 | 543
543 | SLOVAKIA | None | MOCHOVCE-3 | PWR | VVER V-213 | Under Construction | 440 | 440 | 471 | 1375 | None | SLOVENSKÉ ELEKTRÁRNE, A.S. | SLOVENSKÉ ELEKTRÁRNE, A.S. | 1987-01-27 | None | None | None | None | None | None | None | None | None | 544
544 | SLOVAKIA | None | MOCHOVCE-4 | PWR | VVER V-213 | Under Construction | 440 | 440 | 471 | 1375 | None | SLOVENSKÉ ELEKTRÁRNE, A.S. | SLOVENSKÉ ELEKTRÁRNE, A.S. | 1987-01-27 | None | None | None | None | None | None | None | None | None | 545
545 | SLOVAKIA | Year Electricity Supplied [GW.h] Reference Unit Power [MW] Annual Time On Line [h] Operation Factor [%] Energy Availability Factor [%] Load Factor [%] Year Electricity Supplied [GW.h] Reference Unit Power [MW] Annual Time On Line [h] Operation Factor [%] Annual Cumulative Annual Cumulative 0 1984 685.61 408 2219 NaN NaN NaN NaN NaN 1 1985 2721.56 408 7057 78.9 76.8 76.8 74.4 74.4 2 1986 2674.14 408 7089 80.9 75.4 76.1 74.8 74.6 3 1987 1997.38 408 5181 59.1 53.7 68.4 55.9 68.2 4 1988 2866.88 408 7329 83.4 79.9 71.3 80.0 71.2 5 1989 2992.32 408 7633 87.1 84.1 73.9 83.7 73.8 6 1990 2829.10 408 7376 84.2 79.2 74.8 79.2 74.7 7 1991 2585.64 408 6717 76.7 72.0 74.4 72.3 74.3 8 1992 3140.69 408 7528 85.7 82.8 75.5 87.6 76.0 9 1993 2973.14 408 7721 88.1 83.2 76.3 83.2 76.8 10 1994 2806.83 405 7423 84.7 79.0 76.6 79.1 77.1 11 1995 2536.71 408 6440 73.5 70.1 76.0 71.0 76.5 12 1996 3045.91 436 7504 85.4 82.5 76.6 79.5 76.8 13 1997 3096.42 440 7711 88.0 84.0 77.2 80.3 77.1 14 1998 2804.63 408 7571 86.4 81.8 77.5 78.5 77.2 15 1999 2468.54 408 6620 75.6 69.6 77.0 69.1 76.6 16 2000 2806.72 408 7776 88.5 79.8 77.2 78.3 76.7 17 2001 2686.99 408 7680 87.7 76.5 77.2 75.2 76.6 18 2002 2690.74 408 7711 88.0 83.9 77.5 75.3 76.6 19 2003 2484.97 408 6908 78.9 75.5 77.4 69.5 76.2 20 2004 2564.55 408 7228 82.3 79.0 77.5 71.6 76.0 21 2005 2587.73 408 7034 80.3 76.7 77.5 72.4 75.8 22 2006 2582.58 408 7106 81.1 78.4 77.5 72.3 75.6 23 2007 2432.56 408 6687 76.3 71.6 77.2 68.1 75.3 24 2008 3038.40 429 7680 87.4 85.8 77.6 83.7 75.7 25 2009 3309.67 442 8176 93.3 87.2 78.0 87.4 76.2 26 2010 3385.92 472 8194 93.5 84.8 78.3 86.0 76.6 27 2011 3586.04 472 7890 90.1 87.2 78.7 86.7 77.0 28 2012 3761.71 472 8295 94.4 91.3 79.2 90.7 77.6 29 2013 3726.97 472 8245 94.1 90.7 79.6 90.1 78.0 30 2014 3730.20 471 8235 94.0 90.6 80.0 90.4 78.5 31 2015 3388.98 471 7635 87.2 83.6 80.2 82.1 78.6 32 2016 3425.51 471 7738 88.1 84.1 80.3 82.8 78.8 33 2017 3615.51 471 8231 94.0 89.6 80.6 87.6 79.1 34 2018 3610.00 471 8288 94.6 89.5 80.9 87.5 79.4 35 2019 3625.03 471 8135 92.9 88.7 81.2 87.9 79.6 36 2020 3683.59 466 8236 93.8 89.6 81.4 89.1 79.9 37 2021 3699.61 466 8307 94.8 90.9 81.7 90.6 80.2 | BOHUNICE-3 | PWR | VVER V-213 | Operational | 466 | 466 | 500 | 1471 | 112.83 | SLOVENSKÉ ELEKTRÁRNE, A.S. | SLOVENSKÉ ELEKTRÁRNE, A.S. | 1976-12-01 | 1984-08-07 | 1984-08-20 | None | None | None | 1985-02-14 | 0.802 | 0.858 | 0.817 | 546
546 | SLOVAKIA | Year Electricity Supplied [GW.h] Reference Unit Power [MW] Annual Time On Line [h] Operation Factor [%] Energy Availability Factor [%] Load Factor [%] Year Electricity Supplied [GW.h] Reference Unit Power [MW] Annual Time On Line [h] Operation Factor [%] Annual Cumulative Annual Cumulative 0 1985 1083.50 408 3177 NaN NaN NaN NaN NaN 1 1986 2887.85 408 7294 83.3 81.0 81.0 80.8 80.8 2 1987 3084.68 408 7783 88.8 86.1 83.6 86.3 83.6 3 1988 2786.46 408 7248 82.5 77.8 81.6 77.8 81.6 4 1989 2827.66 408 7548 86.2 79.2 81.0 79.1 81.0 5 1990 2873.81 408 7427 84.8 80.7 81.0 80.4 80.9 6 1991 2850.52 408 7438 84.9 80.4 80.8 79.8 80.7 7 1992 2711.90 408 6714 76.4 70.4 79.4 75.7 80.0 8 1993 2847.62 408 7341 83.8 79.7 79.4 79.7 79.9 9 1994 2791.41 405 7389 84.4 78.7 79.3 78.7 79.8 10 1995 2823.67 408 7211 82.3 79.3 79.3 79.0 79.7 11 1996 2834.89 436 6953 79.2 76.1 79.0 74.0 79.2 12 1997 2953.49 440 7469 85.3 80.2 79.1 76.6 78.9 13 1998 2822.41 408 7525 85.9 82.4 79.4 79.0 78.9 14 1999 2656.54 408 7283 83.1 75.1 79.1 74.3 78.6 15 2000 2431.85 408 6791 77.3 68.9 78.4 67.9 77.9 16 2001 2793.27 408 7721 88.1 79.2 78.4 78.2 77.9 17 2002 2823.23 408 7742 88.4 85.0 78.8 79.0 78.0 18 2003 2814.89 408 7737 88.3 84.4 79.1 78.8 78.0 19 2004 2390.94 408 6786 77.2 74.4 78.9 66.7 77.4 20 2005 2840.98 408 7671 87.6 84.3 79.2 79.5 77.5 21 2006 2489.28 408 7035 80.3 77.0 79.1 69.6 77.2 22 2007 2648.45 408 7053 80.5 78.0 79.0 74.1 77.0 23 2008 2739.03 410 7254 82.6 78.8 79.0 76.3 77.0 24 2009 3239.57 448 8118 92.7 86.9 79.3 87.0 77.4 25 2010 3513.14 472 8214 93.8 87.7 79.7 87.6 77.9 26 2011 3732.88 472 8225 93.9 90.8 80.2 90.3 78.4 27 2012 3640.36 472 7952 90.5 87.9 80.5 87.8 78.8 28 2013 3788.68 471 8313 94.9 91.8 81.0 91.8 79.3 29 2014 3767.52 471 8314 94.9 91.4 81.4 91.3 79.8 30 2015 3697.16 471 8285 94.6 91.1 81.7 89.6 80.2 31 2016 3293.87 471 7371 83.9 80.2 81.7 79.6 80.1 32 2017 3648.54 471 8115 92.6 88.8 81.9 88.4 80.4 33 2018 3367.93 471 7553 86.2 82.1 81.9 81.6 80.5 34 2019 3711.18 471 8157 93.1 90.0 82.2 90.0 80.8 35 2020 3730.79 466 8163 92.9 90.2 82.4 90.3 81.1 36 2021 3760.12 466 8227 93.9 91.5 82.7 92.1 81.4 | BOHUNICE-4 | PWR | VVER V-213 | Operational | 466 | 466 | 500 | 1471 | 111.87 | SLOVENSKÉ ELEKTRÁRNE, A.S. | SLOVENSKÉ ELEKTRÁRNE, A.S. | 1976-12-01 | 1985-08-02 | 1985-08-09 | None | None | None | 1985-12-18 | 0.814 | 0.866 | 0.827 | 547
547 | SLOVAKIA | Year Electricity Supplied [GW.h] Reference Unit Power [MW] Annual Time On Line [h] Operation Factor [%] Energy Availability Factor [%] Load Factor [%] Year Electricity Supplied [GW.h] Reference Unit Power [MW] Annual Time On Line [h] Operation Factor [%] Annual Cumulative Annual Cumulative 0 1978 9.70 380 262 NaN NaN NaN NaN NaN 1 1979 1943.60 386 7024 NaN NaN NaN NaN NaN 2 1980 2478.70 398 6670 70.1 66.0 66.0 63.9 63.9 3 1981 2206.80 398 6441 73.5 63.1 64.3 63.3 63.6 4 1982 2756.80 398 7513 85.8 80.1 70.1 79.1 69.2 5 1983 2754.10 398 7184 82.0 78.9 72.4 79.0 71.8 6 1984 3229.55 408 8449 96.2 89.8 76.2 90.1 75.7 7 1985 2445.70 408 6485 74.0 72.0 75.4 68.4 74.4 8 1986 2485.97 408 6874 78.5 70.5 74.7 69.6 73.7 9 1987 2701.69 408 7251 82.8 77.3 75.0 75.6 74.0 10 1988 2061.58 408 5280 60.1 56.4 72.9 57.5 72.1 11 1989 2846.58 408 7229 82.5 80.1 73.6 79.6 72.8 12 1990 2776.55 408 7435 84.9 80.0 74.2 77.7 73.3 13 1991 2839.49 408 7507 85.7 81.4 74.8 79.4 73.8 14 1992 2491.89 408 6118 69.6 64.4 74.0 69.5 73.5 15 1993 2307.74 408 6021 68.7 64.6 73.3 64.6 72.8 16 1994 2851.96 405 7594 86.7 79.2 73.7 80.4 73.3 17 1995 3002.22 408 7549 86.2 81.2 74.2 84.0 74.0 18 1996 2667.87 436 7182 81.8 72.0 74.1 69.7 73.7 19 1997 2425.99 408 6338 72.4 63.2 73.4 67.9 73.4 20 1998 2088.06 408 6015 68.7 60.5 72.8 58.4 72.6 21 1999 2268.89 408 6573 75.0 63.4 72.3 63.5 72.2 22 2000 1949.21 408 5422 61.7 54.8 71.4 54.4 71.3 23 2001 2397.21 408 7056 80.6 68.0 71.3 67.1 71.1 24 2002 2752.55 408 7634 87.2 82.9 71.8 77.0 71.4 25 2003 2765.32 408 7816 89.2 84.1 72.3 77.4 71.6 26 2004 2775.76 408 7927 90.2 83.3 72.8 77.4 71.8 27 2005 2321.76 408 6294 71.8 67.5 72.6 65.0 71.6 28 2006 2973.56 408 7917 90.4 87.1 73.1 83.2 72.0 | BOHUNICE-1 | PWR | VVER V-230 | Permanent Shutdown | 408 | 408 | 440 | 1375 | 71.57 | JADROVA A VYRADOVACIA SPOLOCNOST /NUCLEAR AND DECOMMISSIONING COMPANY, plc./ | JADROVA A VYRADOVACIA SPOLOCNOST /NUCLEAR AND DECOMMISSIONING COMPANY, plc./ | 1972-04-24 | 1978-11-27 | 1978-12-17 | None | None | 2006-12-31 | 1980-04-01 | 0.72 | 0.792 | 0.731 | 548
548 | SLOVAKIA | Year Electricity Supplied [GW.h] Reference Unit Power [MW] Annual Time On Line [h] Operation Factor [%] Energy Availability Factor [%] Load Factor [%] Year Electricity Supplied [GW.h] Reference Unit Power [MW] Annual Time On Line [h] Operation Factor [%] Annual Cumulative Annual Cumulative 0 1980 2043.60 382 5891 NaN NaN NaN NaN NaN 1 1981 2524.90 382 7325 83.6 72.9 72.9 75.4 75.4 2 1982 2657.30 398 6878 78.5 77.4 75.2 76.2 75.8 3 1983 2946.60 398 7610 86.9 84.8 78.4 84.5 78.8 4 1984 2782.60 408 7304 83.2 76.2 77.9 77.6 78.5 5 1985 2444.66 408 6656 76.0 72.3 76.7 68.4 76.4 6 1986 2833.01 408 7482 85.4 80.3 77.3 79.3 76.9 7 1987 2902.42 408 7833 89.4 82.9 78.1 81.2 77.5 8 1988 2947.48 408 7757 88.3 84.0 78.9 82.2 78.1 9 1989 2637.78 408 6831 78.0 73.6 78.3 73.8 77.6 10 1990 2683.03 408 6939 79.2 76.1 78.1 75.1 77.4 11 1991 2583.51 408 6673 76.2 72.1 77.5 72.3 76.9 12 1992 2704.47 408 6774 77.1 70.3 76.9 75.5 76.8 13 1993 2057.37 408 5433 62.0 57.6 75.4 57.6 75.3 14 1994 2761.76 405 7371 84.1 77.7 75.6 77.8 75.5 15 1995 2989.45 408 6929 79.1 79.8 75.9 83.6 76.0 16 1996 2712.57 436 6705 76.3 72.3 75.6 70.8 75.7 17 1997 2321.00 408 5698 65.0 60.4 74.7 64.9 75.0 18 1998 1839.23 408 4886 55.8 52.3 73.5 51.5 73.7 19 1999 2278.30 408 6125 69.9 63.9 73.0 63.7 73.2 20 2000 2527.52 408 6715 76.4 71.1 72.9 70.5 73.1 21 2001 2899.35 408 7793 89.0 81.8 73.3 81.1 73.5 22 2002 2855.07 408 7713 88.0 84.2 73.8 79.9 73.8 23 2003 2614.87 408 7081 80.8 76.6 73.9 73.2 73.7 24 2004 2861.80 408 7977 90.8 84.5 74.4 79.8 74.0 25 2005 2821.58 408 7482 85.4 82.7 74.7 79.0 74.2 26 2006 2706.94 408 8037 91.8 81.4 75.0 75.7 74.2 27 2007 2743.39 408 7407 84.6 81.0 75.2 76.8 74.3 28 2008 3276.10 408 8780 100.0 95.6 75.9 91.4 74.9 | BOHUNICE-2 | PWR | VVER V-230 | Permanent Shutdown | 408 | 408 | 440 | 1375 | 76.96 | JADROVA A VYRADOVACIA SPOLOCNOST /NUCLEAR AND DECOMMISSIONING COMPANY, plc./ | JADROVA A VYRADOVACIA SPOLOCNOST /NUCLEAR AND DECOMMISSIONING COMPANY, plc./ | 1972-04-24 | 1980-03-15 | 1980-03-26 | None | None | 2008-12-31 | 1981-01-01 | 0.749 | 0.808 | 0.759 | 549
549 | SLOVAKIA | Year Electricity Supplied [GW.h] Reference Unit Power [MW] Annual Time On Line [h] Operation Factor [%] Energy Availability Factor [%] Load Factor [%] Year Electricity Supplied [GW.h] Reference Unit Power [MW] Annual Time On Line [h] Operation Factor [%] Annual Cumulative Annual Cumulative 0 1998 936.28 408 3343 99.0 95.0 95.0 93.5 93.5 1 1999 2376.14 404 6397 73.0 65.8 70.0 67.1 71.0 2 2000 2816.90 404 8311 94.6 79.4 74.4 79.4 74.8 3 2001 2423.59 404 6648 75.9 68.2 72.4 68.5 72.8 4 2002 2914.76 405 7628 87.1 83.3 75.0 82.2 75.1 5 2003 2796.62 405 7324 83.6 82.3 76.4 78.8 75.8 6 2004 2995.97 405 7801 88.8 88.1 78.3 84.2 77.2 7 2005 2712.57 405 7128 81.4 80.3 78.6 76.5 77.1 8 2006 3059.75 405 7977 91.0 90.0 80.0 86.2 78.2 9 2007 3142.72 405 7954 90.8 89.2 81.0 88.6 79.3 10 2008 3329.40 436 8064 91.8 90.6 82.0 89.6 80.4 11 2009 3111.64 436 7466 85.2 82.0 82.0 81.5 80.5 12 2010 3446.79 436 8074 92.2 91.0 82.8 90.2 81.3 13 2011 3542.88 436 8235 94.0 92.9 83.6 92.8 82.2 14 2012 3532.61 436 8188 93.2 92.1 84.2 92.2 83.0 15 2013 3526.15 436 8195 93.6 92.3 84.8 92.3 83.6 16 2014 3530.12 436 8259 94.3 92.4 85.3 92.4 84.2 17 2015 3436.31 436 8067 92.1 91.0 85.6 90.0 84.6 18 2016 3478.22 436 8185 93.2 91.6 86.0 90.8 84.9 19 2017 3208.45 436 7542 86.1 84.2 85.9 84.0 84.9 20 2018 3539.85 436 8299 94.7 93.4 86.3 92.7 85.3 21 2019 3547.11 436 8225 93.9 92.5 86.6 92.9 85.6 22 2020 3610.01 436 8322 94.8 93.8 86.9 94.3 86.0 23 2021 3438.55 467 8083 92.3 86.1 86.9 86.9 86.1 | MOCHOVCE-1 | PWR | VVER V-213 | Operational | 408 | 467 | 500 | 1471 | 74.38 | SLOVENSKÉ ELEKTRÁRNE, A.S. | SLOVENSKÉ ELEKTRÁRNE, A.S. | 1983-10-13 | 1998-06-09 | 1998-07-04 | None | None | None | 1998-10-29 | 0.861 | 0.895 | 0.869 | 550
550 | SLOVAKIA | Year Electricity Supplied [GW.h] ... Load Factor [%] Year Electricity Supplied [GW.h] ... Annual Cumulative 0 1999 Data from a trial operation not provided ... Data from a trial operation not provided Data from a trial operation not provided 1 2000 2641.420 ... 83.3 83.3 2 2001 2540.880 ... 71.8 76.8 3 2002 2498.360 ... 70.4 74.4 4 2003 2964.870 ... 83.6 76.9 5 2004 2034.500 ... 57.2 72.7 6 2005 3050.880 ... 86.0 75.0 7 2006 2787.170 ... 78.6 75.6 8 2007 3191.350 ... 90.0 77.4 9 2008 3070.500 ... 85.2 78.3 10 2009 3414.880 ... 89.4 79.5 11 2010 3189.950 ... 83.5 79.9 12 2011 3480.320 ... 91.1 80.9 13 2012 3476.420 ... 90.8 81.7 14 2013 3581.830 ... 93.8 82.7 15 2014 3392.490 ... 88.8 83.1 16 2015 3561.230 ... 93.2 83.8 17 2016 3535.750 ... 92.3 84.3 18 2017 3543.320 ... 92.8 84.8 19 2018 3271.120 ... 85.6 84.8 20 2019 3398.930 ... 89.0 85.0 21 2020 3332.800 ... 86.5 85.1 22 2021 3747.560 ... 91.2 85.4 [23 rows x 9 columns] | MOCHOVCE-2 | PWR | VVER V-213 | Operational | 408 | 469 | 500 | 1471 | 69.69 | SLOVENSKÉ ELEKTRÁRNE, A.S. | SLOVENSKÉ ELEKTRÁRNE, A.S. | 1983-10-13 | 1999-12-01 | 1999-12-20 | None | None | None | 2000-04-11 | 0.854 | 0.894 | 0.873 | 551
552 | TÜRKIYE | None | AKKUYU-1 | PWR | VVER V-509 | Under Construction | 1114 | 1114 | 1200 | 3200 | None | Akkuyu Nuclear Joint Stock Company (JSC) | Akkuyu Nuclear Joint Stock Company (JSC) | 2018-04-03 | None | None | None | None | None | None | None | None | None | 553
553 | TAIWAN, CHINA | Year Electricity Supplied [GW.h] ... Load Factor [%] Year Electricity Supplied [GW.h] ... Annual Cumulative 0 1977 Data from a trial operation not provided ... Data from a trial operation not provided Data from a trial operation not provided 1 1978 Data Not Provided ... Data Not Provided Data Not Provided 2 1979 " ... " " 3 1980 " ... " " 4 1981 " ... " " 5 1982 " ... " " 6 1983 " ... " " 7 1984 " ... " " 8 1985 " ... " " 9 1986 " ... " " 10 1987 " ... " " 11 1988 " ... " " 12 1989 2783.370 ... 52.6 NC 13 1990 2968.500 ... 57.3 NC 14 1991 4391.390 ... 83.0 NC 15 1992 4017.730 ... 75.7 NC 16 1993 4423.960 ... 83.6 NC 17 1994 3645.420 ... 68.9 NC 18 1995 4154.330 ... 78.5 NC 19 1996 4070.860 ... 76.7 NC 20 1997 4990.460 ... 94.3 NC 21 1998 4295.120 ... 81.2 NC 22 1999 4081.060 ... 77.1 75.4 23 2000 5226.140 ... 98.5 77.3 24 2001 4319.710 ... 81.6 77.7 25 2002 4376.000 ... 82.7 78.0 26 2003 5240.000 ... 99.0 79.4 27 2004 4541.870 ... 85.6 79.8 28 2005 4573.810 ... 86.4 80.2 29 2006 5201.810 ... 98.3 81.2 30 2007 4607.900 ... 87.1 81.5 31 2008 3998.860 ... 75.4 81.2 32 2009 5173.670 ... 97.8 82.0 33 2010 4401.440 ... 83.2 82.1 34 2011 4781.800 ... 90.4 82.4 35 2012 5143.190 ... 96.9 83.0 36 2013 3848.540 ... 72.7 82.6 37 2014 4874.700 ... 92.1 83.0 38 2015 0.000 ... 0.0 79.9 39 2016 0.000 ... 0.0 77.0 40 2017 0.000 ... 0.0 74.4 41 2018 0.000 ... 0.0 72.1 [42 rows x 9 columns] | CHINSHAN-1 | BWR | BWR-4 (Mark 1) | Permanent Shutdown | 604 | 604 | 636 | 1840 | 155.05 | Taiwan Power Co. | Taiwan Power Co. | 1972-06-02 | 1977-10-16 | 1977-11-16 | None | None | 2018-12-06 | 1978-12-10 | 0.721 | 0.744 | 0.846 | 554
554 | TAIWAN, CHINA | Year Electricity Supplied [GW.h] ... Load Factor [%] Year Electricity Supplied [GW.h] ... Annual Cumulative 0 1978 Data from a trial operation not provided ... Data from a trial operation not provided Data from a trial operation not provided 1 1979 Data Not Provided ... Data Not Provided Data Not Provided 2 1980 " ... " " 3 1981 " ... " " 4 1982 " ... " " 5 1983 " ... " " 6 1984 " ... " " 7 1985 " ... " " 8 1986 " ... " " 9 1987 " ... " " 10 1988 " ... " " 11 1989 3059.750 ... 57.8 NC 12 1990 3436.780 ... 66.2 NC 13 1991 3783.510 ... 71.5 NC 14 1992 4129.150 ... 77.8 NC 15 1993 3934.860 ... 74.4 NC 16 1994 3979.500 ... 75.2 NC 17 1995 3885.730 ... 73.4 NC 18 1996 4001.480 ... 75.4 NC 19 1997 4325.490 ... 81.8 NC 20 1998 4841.520 ... 91.5 74.5 21 1999 4296.320 ... 81.2 75.1 22 2000 4596.550 ... 86.6 76.1 23 2001 5018.100 ... 94.8 77.5 24 2002 4290.360 ... 81.1 77.8 25 2003 4574.470 ... 86.5 78.4 26 2004 5247.620 ... 98.9 79.6 27 2005 4530.460 ... 85.6 80.0 28 2006 4650.770 ... 87.9 80.4 29 2007 5218.760 ... 98.6 81.4 30 2008 4422.360 ... 83.4 81.5 31 2009 4492.080 ... 84.9 81.7 32 2010 5208.080 ... 98.4 82.4 33 2011 4658.020 ... 88.0 82.7 34 2012 4709.150 ... 88.8 82.9 35 2013 5148.480 ... 97.3 83.5 36 2014 4896.530 ... 92.5 83.8 37 2015 4865.980 ... 92.0 84.2 38 2016 5208.310 ... 98.2 84.6 39 2017 2142.220 ... 40.5 83.1 40 2018 0.000 ... 0.0 80.4 41 2019 0.000 ... 0.0 78.9 [42 rows x 9 columns] | CHINSHAN-2 | BWR | BWR-4 (Mark 1) | Permanent Shutdown | 604 | 604 | 636 | 1840 | 167.36 | Taiwan Power Co. | Taiwan Power Co. | 1973-12-07 | 1978-11-09 | 1978-12-19 | None | None | 2019-07-16 | 1979-07-15 | 0.789 | 0.809 | 0.786 | 555
555 | TAIWAN, CHINA | Year Electricity Supplied [GW.h] ... Load Factor [%] Year Electricity Supplied [GW.h] ... Annual Cumulative 0 1981 Data from a trial operation not provided ... Data from a trial operation not provided Data from a trial operation not provided 1 1982 Data Not Provided ... Data Not Provided Data Not Provided 2 1983 " ... " " 3 1984 " ... " " 4 1985 " ... " " 5 1986 " ... " " 6 1987 " ... " " 7 1988 " ... " " 8 1989 5329.050 ... 64.0 NC 9 1990 6898.010 ... 85.8 NC 10 1991 5850.770 ... 70.2 NC 11 1992 6152.350 ... 73.6 NC 12 1993 5679.520 ... 68.2 NC 13 1994 6302.270 ... 75.7 NC 14 1995 6897.910 ... 83.1 74.3 15 1996 6950.760 ... 83.5 75.5 16 1997 6277.800 ... 75.6 75.5 17 1998 6426.040 ... 77.4 75.7 18 1999 7686.770 ... 92.6 77.2 19 2000 6588.580 ... 79.1 77.4 20 2001 6452.280 ... 77.7 77.4 21 2002 8068.540 ... 97.2 78.8 22 2003 6444.900 ... 77.6 78.7 23 2004 6978.480 ... 83.8 79.0 24 2005 8150.120 ... 98.1 80.2 25 2006 6903.610 ... 81.0 80.2 26 2007 7104.560 ... 82.3 80.3 27 2008 8384.820 ... 96.9 81.2 28 2009 7558.450 ... 87.6 81.5 29 2010 7949.610 ... 92.1 82.0 30 2011 8564.680 ... 99.3 82.8 31 2012 6170.620 ... 71.3 82.3 32 2013 7859.120 ... 91.1 82.6 33 2014 8490.720 ... 98.4 83.3 34 2015 7575.910 ... 87.8 83.4 35 2016 7665.070 ... 88.6 83.6 36 2017 4716.990 ... 54.7 82.6 37 2018 7236.390 ... 83.9 82.6 38 2019 8549.070 ... 99.1 83.2 39 2020 7374.210 ... 85.2 83.2 40 2021 3998.060 ... 46.8 82.1 [41 rows x 9 columns] | KUOSHENG-1 | BWR | BWR-6 | Permanent Shutdown | 948 | 985 | 985 | 2894 | 270.95 | Taiwan Power Co. | Taiwan Power Co. | 1975-11-19 | 1981-02-01 | 1981-05-21 | None | None | 2021-12-28 | 1981-12-28 | 0.821 | 0.853 | 0.828 | 556
556 | TAIWAN, CHINA | Year Electricity Supplied [GW.h] ... Load Factor [%] Year Electricity Supplied [GW.h] ... Annual Cumulative 0 1982 Data from a trial operation not provided ... Data from a trial operation not provided Data from a trial operation not provided 1 1983 Data Not Provided ... Data Not Provided Data Not Provided 2 1984 " ... " " 3 1985 " ... " " 4 1986 " ... " " 5 1987 " ... " " 6 1988 " ... " " 7 1989 5227.300 ... 62.8 NC 8 1990 6000.550 ... 73.2 NC 9 1991 7186.350 ... 86.3 NC 10 1992 6176.280 ... 73.9 NC 11 1993 6138.110 ... 73.7 NC 12 1994 6224.080 ... 74.8 74.1 13 1995 5999.720 ... 72.2 73.8 14 1996 7423.240 ... 89.1 75.8 15 1997 7087.250 ... 85.3 76.8 16 1998 6549.570 ... 78.9 77.0 17 1999 6831.880 ... 82.3 77.5 18 2000 7237.590 ... 86.9 78.3 19 2001 5976.730 ... 72.0 77.8 20 2002 6922.550 ... 83.4 78.2 21 2003 7623.100 ... 91.8 79.1 22 2004 6493.970 ... 78.0 79.0 23 2005 6737.820 ... 81.1 79.2 24 2006 7868.390 ... 94.8 80.0 25 2007 7031.520 ... 84.7 80.3 26 2008 7304.970 ... 87.7 80.6 27 2009 8068.140 ... 97.2 81.4 28 2010 6997.810 ... 84.3 81.6 29 2011 7443.470 ... 89.3 81.9 30 2012 8530.250 ... 98.6 82.6 31 2013 7784.600 ... 90.2 82.9 32 2014 7917.000 ... 91.8 83.3 33 2015 8571.330 ... 99.3 83.9 34 2016 2415.470 ... 27.9 81.8 35 2017 0.000 ... 0.0 78.9 36 2018 4661.560 ... 54.0 78.1 37 2019 7481.740 ... 86.7 78.4 38 2020 7589.270 ... 87.7 78.7 39 2021 8263.280 ... 95.8 79.2 [40 rows x 9 columns] | KUOSHENG-2 | BWR | BWR-6 | Operational | 985 | 985 | 985 | 2894 | 256.83 | Taiwan Power Co. | Taiwan Power Co. | 1976-03-15 | 1982-03-26 | 1982-06-29 | None | None | None | 1983-03-16 | 0.792 | 0.825 | 0.837 | 557
557 | TAIWAN, CHINA | Year Electricity Supplied [GW.h] Reference Unit Power [MW] Annual Time On Line [h] ... Energy Availability Factor [%] Load Factor [%] Year Electricity Supplied [GW.h] Reference Unit Power [MW] Annual Time On Line [h] ... Annual Cumulative Annual Cumulative 0 1984 Data Not Provided Data Not Provided Data Not Provided ... Data Not Provided Data Not Provided Data Not Provided Data Not Provided 1 1985 " " " ... " " " " 2 1986 " " " ... " " " " 3 1987 " " " ... " " " " 4 1988 " " " ... " " " " 5 1989 5418.450 890 6305 ... 66.0 NC 69.5 NC 6 1990 6098.900 894 7079 ... 76.8 NC 77.9 NC 7 1991 6479.060 890 7368 ... 82.7 NC 83.1 NC 8 1992 6038.780 890 6826 ... 76.2 NC 77.2 NC 9 1993 6258.750 890 6930 ... 78.5 76.0 80.3 77.6 10 1994 6322.620 890 7098 ... 79.6 76.6 81.1 78.2 11 1995 6741.140 890 7495 ... 84.4 77.7 86.5 79.4 12 1996 7537.000 890 8329 ... 93.8 79.7 96.4 81.5 13 1997 5949.220 890 6752 ... 74.4 79.1 76.3 80.9 14 1998 5514.470 890 6101 ... 69.2 78.1 70.7 79.9 15 1999 7392.650 890 8328 ... 92.6 79.5 94.8 81.3 16 2000 6729.030 890 7502 ... 84.3 79.9 86.1 81.7 17 2001 5333.310 890 6046 ... 67.6 78.9 68.4 80.6 18 2002 7800.800 890 8726 ... 98.7 80.3 100.1 82.0 19 2003 6751.010 890 7579 ... 86.2 80.7 86.6 82.3 20 2004 6793.740 890 7742 ... 86.8 81.1 86.9 82.6 21 2005 7701.720 890 8693 ... 98.0 82.1 98.8 83.6 22 2006 6763.250 890 7599 ... 85.8 82.3 86.8 83.7 23 2007 7168.160 890 8001 ... 90.8 82.8 91.9 84.2 24 2008 7904.880 900 8784 ... 100.0 83.6 100.0 85.0 25 2009 7205.220 918 7959 ... 90.3 83.9 90.3 85.2 26 2010 7272.450 919 8009 ... 90.7 84.3 90.3 85.5 27 2011 8022.090 918 8760 ... 99.9 85.0 99.8 86.1 28 2012 6994.760 928 7620 ... 86.0 85.0 86.3 86.1 29 2013 7011.650 926 7615 ... 86.1 85.0 86.4 86.1 30 2014 7913.590 926 8517 ... 96.6 85.5 97.6 86.6 31 2015 7492.710 936 8035 ... 91.3 85.7 91.4 86.8 32 2016 7228.080 936 7799 ... 87.8 85.8 87.9 86.8 33 2017 8136.280 936 8682 ... 98.8 86.3 99.2 87.3 34 2018 7201.980 936 7681 ... 87.3 86.3 87.8 87.3 35 2019 7118.570 936 7652 ... 86.5 86.3 86.8 87.3 36 2020 8222.120 936 8728 ... 99.2 86.7 100.0 87.7 37 2021 7259.810 936 7716 ... 87.8 86.8 88.5 87.7 [38 rows x 9 columns] | MAANSHAN-1 | PWR | WH 3LP (WE 312) | Operational | 936 | 936 | 951 | 2822 | 246.88 | Taiwan Power Co. | Taiwan Power Co. | 1978-08-21 | 1984-03-30 | 1984-05-09 | None | None | None | 1984-07-27 | 0.877 | 0.878 | 0.868 | 558
558 | TAIWAN, CHINA | Year Electricity Supplied [GW.h] Reference Unit Power [MW] Annual Time On Line [h] ... Energy Availability Factor [%] Load Factor [%] Year Electricity Supplied [GW.h] Reference Unit Power [MW] Annual Time On Line [h] ... Annual Cumulative Annual Cumulative 0 1985 Data Not Provided Data Not Provided Data Not Provided ... Data Not Provided Data Not Provided Data Not Provided Data Not Provided 1 1986 " " " ... " " " " 2 1987 " " " ... " " " " 3 1988 " " " ... " " " " 4 1989 5283.330 890 6434 ... 58.1 NC 67.8 NC 5 1990 6141.340 896 7143 ... 77.3 NC 78.2 NC 6 1991 6187.130 890 7155 ... 78.6 NC 79.4 NC 7 1992 5956.550 890 7541 ... 75.5 72.4 76.2 75.4 8 1993 6550.990 890 7442 ... 84.1 74.7 84.0 77.1 9 1994 7006.490 890 8216 ... 88.7 77.0 89.9 79.2 10 1995 6118.580 890 6947 ... 77.1 77.0 78.5 79.1 11 1996 6349.810 890 7091 ... 79.8 77.4 81.2 79.4 12 1997 6415.410 890 7153 ... 81.1 77.8 82.3 79.7 13 1998 7781.110 890 8557 ... 97.2 79.8 99.8 81.7 14 1999 6628.360 890 7427 ... 82.7 80.0 85.0 82.0 15 2000 6618.560 890 7401 ... 82.6 80.2 84.7 82.2 16 2001 6993.790 890 7729 ... 87.3 80.8 89.7 82.8 17 2002 6639.810 890 7507 ... 82.4 80.9 85.2 83.0 18 2003 6737.600 890 7549 ... 85.2 81.2 86.4 83.2 19 2004 7882.970 890 8784 ... 99.5 82.3 100.8 84.3 20 2005 6709.970 890 7656 ... 85.1 82.5 86.1 84.4 21 2006 6928.780 890 7729 ... 87.2 82.8 88.9 84.7 22 2007 7829.870 890 8631 ... 98.3 83.6 100.4 85.5 23 2008 7280.020 908 8036 ... 91.2 84.0 91.3 85.8 24 2009 7389.240 921 8074 ... 91.6 84.3 91.6 86.1 25 2010 8056.900 922 8760 ... 99.8 85.1 99.8 86.7 26 2011 6901.460 922 7581 ... 85.5 85.1 85.4 86.7 27 2012 7185.040 922 7851 ... 88.7 85.2 88.7 86.8 28 2013 8167.870 928 8728 ... 99.4 85.8 100.5 87.3 29 2014 6708.520 928 7198 ... 81.4 85.6 82.5 87.1 30 2015 6637.100 938 7048 ... 80.4 85.4 80.8 86.9 31 2016 7944.160 938 8472 ... 95.9 85.8 96.4 87.2 32 2017 6564.980 938 7021 ... 79.6 85.6 79.9 87.0 33 2018 7556.500 938 8065 ... 91.8 85.8 92.0 87.1 34 2019 7998.060 938 8507 ... 96.8 86.2 97.3 87.5 35 2020 7156.320 938 7616 ... 86.3 86.2 86.8 87.5 36 2021 7297.310 938 7783 ... 88.4 86.3 88.8 87.5 [37 rows x 9 columns] | MAANSHAN-2 | PWR | WH 3LP (WE 312) | Operational | 938 | 938 | 951 | 2822 | 248.39 | Taiwan Power Co. | Taiwan Power Co. | 1979-02-21 | 1985-02-01 | 1985-02-25 | None | None | None | 1985-05-18 | 0.875 | 0.881 | 0.863 | 559
565 | UKRAINE | Year Electricity Supplied [GW.h] Reference Unit Power [MW] Annual Time On Line [h] Operation Factor [%] Energy Availability Factor [%] Load Factor [%] Year Electricity Supplied [GW.h] Reference Unit Power [MW] Annual Time On Line [h] Operation Factor [%] Annual Cumulative Annual Cumulative 0 1989 2147.46 950 2938 86.2 85.6 85.6 80.5 80.5 1 1990 4678.67 950 6002 68.5 56.6 60.8 56.2 59.7 2 1991 6554.93 950 7319 83.6 78.4 68.9 78.8 68.5 3 1992 6898.80 1000 7032 80.0 79.2 72.3 78.5 71.8 4 1993 5661.77 950 6735 76.9 68.3 71.3 68.0 70.9 5 1994 4858.94 950 6779 77.4 59.1 69.0 58.4 68.5 6 1995 5391.90 950 6506 74.3 64.7 68.3 64.8 67.9 7 1996 6126.05 950 6799 77.4 73.4 69.0 73.4 68.7 8 1997 6381.48 950 6705 76.5 75.8 69.8 76.7 69.6 9 1998 5856.23 950 6249 71.3 70.1 69.9 70.4 69.7 10 1999 5070.20 950 5525 63.1 60.6 69.0 60.9 68.9 11 2000 6286.64 950 6928 78.9 74.9 69.5 75.3 69.4 12 2001 5890.83 950 6751 76.9 70.7 69.6 70.6 69.5 13 2002 6222.49 950 6983 79.7 74.6 70.0 74.8 69.9 14 2003 6585.47 950 7107 81.1 79.0 70.6 79.1 70.6 15 2004 6826.67 950 7551 86.0 81.6 71.3 81.8 71.3 16 2005 6278.94 950 6975 79.6 80.8 71.9 75.4 71.6 17 2006 6713.60 950 7297 83.3 83.3 72.6 80.7 72.1 18 2007 6936.51 950 7408 84.6 84.3 73.2 83.4 72.7 19 2008 6935.93 950 7708 87.8 87.0 73.9 83.1 73.3 20 2009 6700.77 950 7445 85.0 83.0 74.4 80.5 73.6 21 2010 6507.63 950 7081 80.8 78.3 74.6 78.2 73.8 22 2011 6280.40 950 6861 78.3 76.0 74.6 75.5 73.9 23 2012 7022.33 950 7545 85.9 82.9 75.0 84.2 74.4 24 2013 6903.10 950 7381 84.3 80.7 75.2 83.0 74.7 25 2014 5920.96 950 7601 86.8 95.6 76.0 71.2 74.6 26 2015 4911.23 950 6519 74.4 65.2 75.6 59.0 74.0 27 2016 5945.32 950 7345 83.6 77.2 75.7 71.2 73.9 28 2017 6452.82 950 7052 80.5 76.8 75.7 77.5 74.0 29 2018 6256.59 950 6742 77.0 74.1 75.6 75.2 74.0 30 2019 5239.70 950 5999 68.5 66.4 75.4 63.0 73.7 31 2020 2261.14 950 2546 29.0 28.5 73.8 27.1 72.2 32 2021 4915.79 950 5255 60.0 58.0 73.4 59.1 71.8 | ZAPOROZHYE-5 | PWR | VVER V-320 | Operational | 950 | 950 | 1000 | 3000 | 187.31 | State Enterprise “National Nuclear Energy Generating Company ‘Energoatom” | State Enterprise “National Nuclear Energy Generating Company ‘Energoatom” | 1985-11-01 | 1989-07-20 | 1989-08-14 | None | None | None | 1989-10-27 | 0.718 | 0.77 | 0.734 | 566
566 | UKRAINE | Year Electricity Supplied [GW.h] Reference Unit Power [MW] Annual Time On Line [h] Operation Factor [%] Energy Availability Factor [%] Load Factor [%] Year Electricity Supplied [GW.h] Reference Unit Power [MW] Annual Time On Line [h] Operation Factor [%] Annual Cumulative Annual Cumulative 0 1995 422.83 950 1518 NaN NaN NaN NaN NaN 1 1996 6403.54 950 7871 87.9 85.5 85.5 85.5 85.5 2 1997 6332.68 950 6640 75.8 75.2 77.3 76.1 78.0 3 1998 6132.18 950 6766 77.2 73.4 75.6 73.7 76.1 4 1999 6165.39 950 6934 79.2 74.1 75.1 74.1 75.5 5 2000 5844.18 950 6191 70.5 69.3 73.7 70.0 74.2 6 2001 6336.18 950 7118 81.0 75.2 74.0 75.9 74.5 7 2002 6790.62 950 7393 84.4 81.0 75.1 81.6 75.6 8 2003 7006.44 950 7590 86.6 83.5 76.3 84.2 76.8 9 2004 6867.82 950 7715 87.8 81.7 76.9 82.3 77.5 10 2005 5850.74 950 6557 74.8 83.5 77.6 70.3 76.7 11 2006 6855.00 950 7317 83.5 83.6 78.2 82.4 77.3 12 2007 6756.35 950 7275 83.0 83.3 78.7 81.2 77.6 13 2008 6355.28 950 6888 78.4 83.7 79.1 76.2 77.5 14 2009 6964.63 950 7285 83.2 82.9 79.4 83.7 78.0 15 2010 6583.55 950 7181 82.0 80.3 79.4 79.1 78.0 16 2011 6820.92 950 7254 82.8 81.9 79.6 82.0 78.3 17 2012 6911.00 950 7496 85.3 82.6 79.8 82.8 78.6 18 2013 6356.96 950 6819 77.8 76.0 79.6 76.4 78.4 19 2014 6704.13 950 7217 82.4 80.3 79.6 80.6 78.6 20 2015 6863.82 950 7601 86.8 79.8 79.6 82.5 78.8 21 2016 6179.42 950 7225 82.2 77.6 79.5 74.0 78.5 22 2017 6473.26 950 7450 85.0 80.8 79.6 77.8 78.5 23 2018 6907.39 950 7188 82.0 79.1 79.6 83.0 78.7 24 2019 7356.44 950 8015 91.5 86.8 79.9 88.4 79.1 25 2020 4998.20 950 5492 62.5 67.0 79.3 59.9 78.3 26 2021 5338.28 950 5693 65.0 61.3 78.6 64.2 77.8 | ZAPOROZHYE-6 | PWR | VVER V-320 | Operational | 950 | 950 | 1000 | 3000 | 164.50 | State Enterprise “National Nuclear Energy Generating Company ‘Energoatom” | State Enterprise “National Nuclear Energy Generating Company ‘Energoatom” | 1986-06-01 | 1995-10-06 | 1995-10-19 | None | None | None | 1996-09-17 | 0.778 | 0.805 | 0.786 | 567
567 | UKRAINE | Year Electricity Supplied [GW.h] Reference Unit Power [MW] Annual Time On Line [h] Operation Factor [%] Energy Availability Factor [%] Load Factor [%] Year Electricity Supplied [GW.h] Reference Unit Power [MW] Annual Time On Line [h] Operation Factor [%] Annual Cumulative Annual Cumulative 0 1977 512.10 721 1570 NaN NaN NaN NaN NaN 1 1978 5356.60 925 5796 69.1 70.4 70.4 69.4 69.4 2 1979 6029.01 925 7548 86.2 74.7 73.1 74.4 72.6 3 1980 6381.81 925 7523 85.6 78.3 75.1 78.5 74.9 4 1981 5826.32 925 6743 77.0 71.4 74.1 71.9 74.0 5 1982 4171.61 925 5171 59.0 51.8 69.2 51.5 69.1 6 1983 4284.22 925 5990 68.4 53.7 66.5 52.9 66.2 7 1984 6521.55 925 7337 83.5 79.7 68.5 80.3 68.4 8 1985 6736.20 925 7442 85.0 82.7 70.4 83.1 70.3 9 1986 3839.67 925 4431 50.6 47.2 67.7 47.4 67.6 10 1987 6406.62 1000 7296 83.3 75.9 68.6 73.1 68.2 11 1988 5653.09 925 6524 74.3 71.7 68.9 69.6 68.4 12 1989 6098.70 925 6807 77.7 75.8 69.5 75.3 69.0 13 1990 5176.91 925 7415 84.6 64.5 69.1 63.9 68.6 14 1991 4369.87 925 7525 85.9 55.1 68.0 53.9 67.5 15 1992 1259.27 925 1949 22.2 7.3 63.9 15.5 63.9 16 1993 4638.40 721 7733 88.3 46.5 63.0 73.4 64.4 17 1994 4317.27 925 6784 77.4 54.2 62.5 53.3 63.8 18 1995 4751.29 925 6901 78.8 58.6 62.3 58.6 63.4 19 1996 4942.89 740 7454 92.7 83.1 63.1 83.1 64.2 | CHERNOBYL-1 | LWGR | RBMK | Permanent Shutdown | 925 | 740 | 800 | 3200 | 97.27 | SE “NNEGC “ENERGOATOM” | None | 1970-03-01 | 1977-08-02 | 1977-09-26 | None | None | 1996-11-30 | 1978-05-27 | 0.642 | 0.753 | 0.631 | 568
568 | UKRAINE | Year Electricity Supplied [GW.h] ... Load Factor [%] Year Electricity Supplied [GW.h] ... Annual Cumulative 0 1978 Data from a trial operation not provided ... Data from a trial operation not provided Data from a trial operation not provided 1 1979 Data Not Provided ... Data Not Provided Data Not Provided 2 1980 " ... " " 3 1981 " ... " " 4 1982 " ... " " 5 1983 " ... " " 6 1984 " ... " " 7 1985 " ... " " 8 1986 " ... " " 9 1987 6826.900 ... 77.9 NC 10 1988 6112.730 ... 75.2 NC 11 1989 6393.870 ... 78.9 NC 12 1990 4374.890 ... 54.0 NC 13 1991 2781.390 ... 45.8 NC [14 rows x 9 columns] | CHERNOBYL-2 | LWGR | RBMK | Permanent Shutdown | 925 | 925 | 1000 | 3200 | 75.99 | SE “NNEGC “ENERGOATOM” | None | 1973-02-01 | 1978-11-17 | 1978-12-21 | None | None | 1991-10-11 | 1979-05-28 | None | None | None | 569
569 | UKRAINE | Year Electricity Supplied [GW.h] Reference Unit Power [MW] Annual Time On Line [h] Operation Factor [%] Energy Availability Factor [%] Load Factor [%] Year Electricity Supplied [GW.h] Reference Unit Power [MW] Annual Time On Line [h] Operation Factor [%] Annual Cumulative Annual Cumulative 0 1980 3.08 381 24 NaN NaN NaN NaN NaN 1 1981 1685.10 361 6968 100.0 88.1 88.1 90.1 90.1 2 1982 1725.21 361 5498 62.8 51.9 59.2 54.6 61.7 3 1983 2036.59 361 6752 77.1 61.6 60.3 64.4 62.9 4 1984 2686.26 361 7782 88.6 82.5 67.1 84.7 69.6 5 1985 2664.82 365 7636 87.2 81.4 70.5 83.3 72.9 6 1986 2712.73 361 7606 86.8 77.5 71.8 85.8 75.3 7 1987 3040.76 402 7756 88.5 86.6 74.4 86.4 77.2 8 1988 2717.96 361 7877 89.7 86.0 76.0 85.7 78.4 9 1989 2823.85 361 7994 91.3 89.2 77.6 89.3 79.7 10 1990 2590.56 361 7265 82.9 79.3 77.8 81.9 79.9 11 1991 2640.06 361 7430 84.8 81.4 78.1 83.5 80.3 12 1992 3082.91 402 7989 91.0 87.3 79.0 87.0 80.9 13 1993 2584.41 406 7159 81.7 81.4 79.2 72.7 80.2 14 1994 2578.63 361 7378 84.2 81.7 79.4 81.5 80.3 15 1995 2747.40 361 7756 88.5 86.1 79.8 86.9 80.8 16 1996 2432.03 361 6960 79.2 76.7 79.6 76.7 80.5 17 1997 2701.14 361 7867 89.8 81.6 79.8 85.4 80.8 18 1998 2612.94 361 6912 78.9 77.8 79.6 82.6 80.9 19 1999 2240.49 361 6214 70.9 82.8 79.8 70.8 80.4 20 2000 2733.72 361 7580 86.3 82.6 80.0 86.2 80.6 21 2001 2753.81 381 7369 83.9 81.4 80.0 82.3 80.7 22 2002 2656.23 381 7242 82.7 79.9 80.0 79.6 80.7 23 2003 2816.14 381 7560 86.3 83.5 80.2 84.4 80.8 24 2004 2876.62 381 7914 90.1 86.5 80.5 86.0 81.1 25 2005 2362.64 381 7753 88.5 84.5 80.6 70.8 80.6 26 2006 2493.56 381 7012 80.0 78.0 80.5 74.7 80.4 27 2007 2079.02 381 5882 67.2 65.7 80.0 62.3 79.7 28 2008 2445.73 381 6815 77.6 75.6 79.8 73.1 79.4 29 2009 113.11 381 308 3.5 3.5 77.0 3.4 76.7 30 2010 2087.55 381 5572 63.6 63.7 76.6 62.6 76.2 31 2011 2517.09 381 6867 78.4 81.7 76.7 75.4 76.2 32 2012 2293.50 381 6596 75.1 84.6 77.0 68.5 75.9 33 2013 1507.59 381 4362 49.8 82.8 77.2 45.2 74.9 34 2014 2941.31 381 8052 91.9 96.0 77.8 88.1 75.4 35 2015 2713.77 381 7284 83.2 81.4 77.9 81.3 75.5 36 2016 3031.66 381 7918 90.1 89.1 78.2 90.6 76.0 37 2017 2944.90 381 7978 91.1 89.6 78.5 88.2 76.3 38 2018 2986.77 381 7778 88.8 87.2 78.8 89.5 76.7 39 2019 2828.40 381 7419 84.7 83.4 78.9 84.7 76.9 40 2020 2895.00 381 7773 88.5 87.6 79.1 86.5 77.1 41 2021 2858.07 381 7901 90.2 83.6 79.2 85.6 77.4 | ROVNO-1 | PWR | VVER V-213 | Operational | 361 | 381 | 420 | 1375 | 103.28 | State Enterprise “National Nuclear Energy Generating Company ‘Energoatom” | State Enterprise “National Nuclear Energy Generating Company ‘Energoatom” | 1973-08-01 | 1980-12-17 | 1980-12-22 | None | None | None | 1981-09-22 | 0.774 | 0.808 | 0.792 | 570
570 | UKRAINE | Year Electricity Supplied [GW.h] Reference Unit Power [MW] Annual Time On Line [h] Operation Factor [%] Energy Availability Factor [%] Load Factor [%] Year Electricity Supplied [GW.h] Reference Unit Power [MW] Annual Time On Line [h] Operation Factor [%] Annual Cumulative Annual Cumulative 0 1981 9.35 384 202 NaN NaN NaN NaN NaN 1 1982 2062.20 384 8011 99.7 89.0 89.0 85.8 85.8 2 1983 1926.94 384 5572 63.6 58.0 67.2 57.3 65.7 3 1984 2808.20 384 7884 89.8 83.0 73.7 83.2 73.0 4 1985 2913.46 384 7994 91.3 86.0 77.3 86.6 77.0 5 1986 2891.75 384 7819 89.3 83.0 78.6 86.0 79.0 6 1987 3166.38 416 7649 87.3 86.3 80.1 86.9 80.6 7 1988 2778.30 384 7875 89.6 85.8 81.0 82.4 80.8 8 1989 2700.39 384 7989 91.2 86.3 81.7 80.3 80.8 9 1990 2798.97 384 7815 89.2 83.1 81.9 83.2 81.0 10 1991 2393.20 384 6560 74.9 71.0 80.7 71.1 80.0 11 1992 2983.74 416 7487 85.2 82.9 80.9 81.6 80.2 12 1993 2053.75 406 5981 68.3 64.4 79.4 57.8 78.1 13 1994 2690.67 384 7626 87.0 83.1 79.7 80.0 78.3 14 1995 2568.47 384 7215 82.4 76.4 79.5 76.4 78.1 15 1996 2783.13 384 7905 90.0 82.5 79.7 82.5 78.4 16 1997 2585.58 384 6847 78.2 76.5 79.5 76.9 78.3 17 1998 2739.64 384 7424 84.8 81.2 79.6 81.4 78.5 18 1999 2543.67 384 6958 79.4 75.5 79.4 75.6 78.4 19 2000 2718.18 384 7460 84.9 80.3 79.4 80.6 78.5 20 2001 2796.91 376 7691 87.6 83.2 79.6 84.7 78.8 21 2002 2861.82 376 7756 88.5 85.7 79.9 86.9 79.2 22 2003 2784.22 376 7376 84.2 81.6 80.0 84.5 79.4 23 2004 2999.69 376 8047 91.6 88.4 80.3 90.8 79.9 24 2005 2548.99 376 7527 85.9 86.0 80.6 77.4 79.8 25 2006 2627.46 376 7727 88.2 83.3 80.7 79.8 79.8 26 2007 2082.89 376 5672 64.8 62.8 80.0 63.2 79.2 27 2008 2650.26 376 7203 82.0 81.0 80.0 80.2 79.2 28 2009 2536.86 376 7603 86.8 84.8 80.2 77.0 79.1 29 2010 1531.71 376 4270 48.7 47.4 79.1 46.5 78.0 30 2011 2211.80 376 6632 75.7 77.7 79.0 67.2 77.6 31 2012 2568.64 376 7115 81.0 80.1 79.0 77.8 77.6 32 2013 2246.85 376 5886 67.2 88.4 79.3 68.2 77.4 33 2014 2192.26 376 6579 75.1 81.0 79.4 66.6 77.0 34 2015 2711.54 376 7363 84.0 83.0 79.5 82.3 77.2 35 2016 2883.55 376 7606 86.6 85.4 79.7 87.3 77.5 36 2017 2941.91 376 7890 90.1 88.9 79.9 89.3 77.8 37 2018 2981.26 376 7794 89.0 87.4 80.1 90.5 78.2 38 2019 2785.09 376 7395 84.4 83.0 80.2 84.6 78.3 39 2020 2896.19 376 7914 90.1 87.7 80.4 87.7 78.6 40 2021 2668.93 376 7788 88.9 80.3 80.4 81.0 78.6 | ROVNO-2 | PWR | VVER V-213 | Operational | 384 | 376 | 415 | 1375 | 104.04 | State Enterprise “National Nuclear Energy Generating Company ‘Energoatom” | State Enterprise “National Nuclear Energy Generating Company ‘Energoatom” | 1973-10-01 | 1981-12-19 | 1981-12-22 | None | None | None | 1982-07-29 | 0.786 | 0.829 | 0.804 | 571
571 | UKRAINE | Year Electricity Supplied [GW.h] Reference Unit Power [MW] Annual Time On Line [h] Operation Factor [%] Energy Availability Factor [%] Load Factor [%] Year Electricity Supplied [GW.h] Reference Unit Power [MW] Annual Time On Line [h] Operation Factor [%] Annual Cumulative Annual Cumulative 0 1986 43.15 950 264 NaN NaN NaN NaN NaN 1 1987 5202.19 1000 6485 80.0 82.3 82.3 70.6 70.6 2 1988 5661.32 950 6357 72.4 71.0 75.3 67.8 68.9 3 1989 6046.10 950 6771 77.3 75.1 75.2 72.6 70.3 4 1990 6360.06 950 6981 79.7 77.3 75.8 76.4 72.0 5 1991 5454.79 950 5971 68.2 66.0 73.7 65.6 70.6 6 1992 7084.94 1000 7323 83.4 82.2 75.3 80.7 72.5 7 1993 6195.07 950 6861 78.3 75.9 75.4 74.4 72.8 8 1994 5574.71 950 6042 69.0 67.7 74.4 67.0 72.0 9 1995 5018.27 950 5500 62.8 60.3 72.7 60.3 70.7 10 1996 5550.91 950 6064 69.0 66.5 72.1 66.5 70.2 11 1997 6249.62 950 6730 76.8 74.7 72.3 75.1 70.7 12 1998 5603.50 950 6036 68.9 67.3 71.9 67.3 70.4 13 1999 5303.46 950 6342 72.4 63.7 71.3 63.7 69.9 14 2000 4991.27 950 5641 64.2 59.8 70.4 59.8 69.1 15 2001 5783.63 950 6387 72.7 69.6 70.4 69.3 69.2 16 2002 5562.59 950 6320 72.2 68.4 70.2 66.8 69.0 17 2003 6250.46 950 6815 77.8 74.3 70.5 75.1 69.4 18 2004 6693.27 950 7321 83.3 83.2 71.2 80.2 70.0 19 2005 4768.06 950 6158 70.3 68.3 71.0 57.3 69.3 20 2006 4614.03 950 6777 77.4 64.6 70.7 55.4 68.6 21 2007 5317.21 950 6622 75.6 66.8 70.5 63.9 68.4 22 2008 6279.30 950 7097 80.8 76.8 70.8 75.2 68.7 23 2009 3134.99 950 4078 46.6 42.0 69.6 37.7 67.3 24 2010 5811.94 950 6731 76.8 74.8 69.8 69.8 67.4 25 2011 5945.19 950 7021 80.2 75.2 70.0 71.4 67.6 26 2012 5419.73 950 6665 75.9 71.0 70.0 65.0 67.5 27 2013 6064.61 950 7287 83.2 80.2 70.4 72.9 67.7 28 2014 5545.16 950 6863 78.3 70.3 70.4 66.6 67.6 29 2015 5591.79 950 7177 81.9 76.4 70.6 67.2 67.6 30 2016 3495.26 950 4654 53.0 50.0 69.9 41.9 66.8 31 2017 5339.44 950 6491 74.1 65.3 69.8 64.2 66.7 32 2018 3508.00 950 3886 44.4 42.8 68.9 42.2 65.9 33 2019 5764.88 950 6332 72.3 70.4 69.0 69.3 66.0 34 2020 4974.66 950 5791 65.9 82.4 69.4 59.6 65.8 35 2021 4578.27 950 5398 61.6 56.5 69.0 55.0 65.5 | ROVNO-3 | PWR | VVER V-320 | Operational | 950 | 950 | 1000 | 3000 | 189.88 | State Enterprise “National Nuclear Energy Generating Company ‘Energoatom” | State Enterprise “National Nuclear Energy Generating Company ‘Energoatom” | 1980-02-01 | 1986-11-11 | 1986-12-21 | None | None | None | 1987-05-16 | 0.655 | 0.721 | 0.69 | 572
572 | UKRAINE | Year Electricity Supplied [GW.h] Reference Unit Power [MW] Annual Time On Line [h] Operation Factor [%] Energy Availability Factor [%] Load Factor [%] Year Electricity Supplied [GW.h] Reference Unit Power [MW] Annual Time On Line [h] Operation Factor [%] Annual Cumulative Annual Cumulative 0 1987 46.80 1000 0 NaN NaN NaN NaN NaN 1 1988 3578.19 950 5266 75.0 67.0 67.0 61.1 61.1 2 1989 5872.26 950 6295 71.9 70.6 69.6 70.6 67.8 3 1990 6498.57 950 6870 78.4 77.4 72.8 78.1 72.0 4 1991 5172.49 950 5551 63.4 61.2 69.4 62.2 69.2 5 1992 6075.13 950 6167 70.2 66.5 68.8 72.8 70.0 6 1993 5487.72 950 5782 66.0 65.2 68.1 65.9 69.2 7 1994 6303.41 950 6775 77.3 75.5 69.2 75.7 70.2 8 1995 5700.26 950 6014 68.6 68.0 69.1 68.5 70.0 9 1996 4497.91 950 4854 55.3 53.9 67.3 53.9 68.1 10 1997 6152.10 950 6415 73.2 72.6 67.8 73.9 68.7 11 1998 5499.20 950 5904 67.4 65.8 67.6 66.1 68.5 12 1999 5526.69 950 6506 74.3 66.4 67.5 66.4 68.3 13 2000 5899.61 950 6541 74.5 70.4 67.8 70.7 68.5 14 2001 6167.28 950 6781 77.2 73.6 68.2 73.9 68.9 15 2002 6730.45 950 7049 80.5 79.9 69.0 80.9 69.7 16 2003 7137.70 950 7512 85.8 84.9 70.0 85.8 70.8 17 2004 6325.09 950 6935 79.0 75.4 70.4 75.8 71.1 18 2005 6862.81 950 7433 84.8 84.8 71.2 82.5 71.7 19 2006 6684.91 950 7407 84.6 83.5 71.9 80.3 72.2 20 2007 6905.26 950 7297 83.3 83.0 72.4 83.0 72.7 21 2008 6547.17 950 7237 82.4 81.3 72.9 78.5 73.0 22 2009 6380.56 950 7031 80.3 77.8 73.1 76.7 73.2 23 2010 6587.15 950 6966 79.5 78.6 73.4 79.2 73.4 24 2011 6967.34 950 7253 82.8 82.6 73.7 83.7 73.9 25 2012 7087.23 950 7592 86.4 84.7 74.2 84.9 74.4 26 2013 6877.19 950 7681 87.7 87.4 74.7 82.6 74.7 27 2014 3551.74 950 5920 67.6 48.6 73.7 42.7 73.5 28 2015 6753.90 950 7307 83.4 81.0 74.0 81.2 73.7 29 2016 7276.34 950 7568 86.2 86.0 74.4 87.2 74.2 30 2017 5807.27 950 7443 85.0 71.6 74.3 69.8 74.1 31 2018 5501.15 950 5799 66.2 65.8 74.0 66.1 73.8 32 2019 0.00 950 0 0.0 0.0 71.7 0.0 71.5 33 2020 5624.09 950 6255 71.2 70.9 71.7 67.4 71.3 34 2021 5455.12 950 5992 68.4 65.2 71.5 65.6 71.2 | KHMELNITSKI-1 | PWR | VVER V-320 | Operational | 950 | 950 | 1000 | 3000 | 193.36 | State Enterprise “National Nuclear Energy Generating Company ‘Energoatom” | State Enterprise “National Nuclear Energy Generating Company ‘Energoatom” | 1981-11-01 | 1987-12-10 | 1987-12-31 | None | None | None | 1988-08-13 | 0.712 | 0.74 | 0.715 | 573
573 | UKRAINE | Year Electricity Supplied [GW.h] Reference Unit Power [MW] Annual Time On Line [h] Operation Factor [%] Energy Availability Factor [%] Load Factor [%] Year Electricity Supplied [GW.h] Reference Unit Power [MW] Annual Time On Line [h] Operation Factor [%] Annual Cumulative Annual Cumulative 0 2004 1.57 950 2245 NaN NaN NaN NaN NaN 1 2005 5581.51 950 6376 39.8 100.0 100.0 37.0 37.0 2 2006 7178.29 950 7697 87.9 86.2 87.2 86.3 82.4 3 2007 7213.44 950 8008 91.4 89.1 88.1 86.7 84.4 4 2008 4944.85 950 5263 59.9 59.6 78.9 59.3 76.3 5 2009 5841.16 950 6126 69.9 69.5 76.6 70.2 74.8 6 2010 5873.72 950 6124 69.9 69.6 75.2 70.6 74.0 7 2011 6845.60 950 7333 83.7 82.1 76.4 82.3 75.3 8 2012 5917.74 950 6774 77.1 71.0 75.6 70.9 74.7 9 2013 7027.15 950 7391 84.4 84.0 76.6 84.4 75.9 10 2014 6773.28 950 7121 81.3 80.6 77.1 81.4 76.5 11 2015 6042.26 950 7523 85.9 83.0 77.7 72.6 76.1 12 2016 6996.59 950 7587 86.4 85.4 78.4 83.8 76.8 13 2017 6908.09 950 7354 84.0 81.9 78.7 83.0 77.3 14 2018 6493.12 950 6816 77.8 77.1 78.5 78.0 77.4 15 2019 7219.58 950 7679 87.7 86.2 79.1 86.8 78.0 16 2020 4835.27 950 5785 65.9 63.7 78.1 57.9 76.7 17 2021 6913.03 950 7619 87.0 82.5 78.3 83.1 77.1 | KHMELNITSKI-2 | PWR | VVER V-320 | Operational | 950 | 950 | 1000 | 3000 | 110.18 | State Enterprise “National Nuclear Energy Generating Company ‘Energoatom” | State Enterprise “National Nuclear Energy Generating Company ‘Energoatom” | 1985-02-01 | 2004-08-01 | 2004-08-07 | None | None | None | 2005-12-15 | 0.771 | 0.798 | 0.783 | 574
574 | UKRAINE | Year Electricity Supplied [GW.h] Reference Unit Power [MW] Annual Time On Line [h] Operation Factor [%] Energy Availability Factor [%] Load Factor [%] Year Electricity Supplied [GW.h] Reference Unit Power [MW] Annual Time On Line [h] Operation Factor [%] Annual Cumulative Annual Cumulative 0 1981 260.00 925 694 NaN NaN NaN NaN NaN 1 1982 5829.69 925 7542 90.8 84.0 84.0 84.0 84.0 2 1983 6314.28 925 7338 83.8 77.6 80.0 77.9 80.2 3 1984 6722.35 925 7562 86.1 82.4 80.9 82.7 81.2 4 1985 6457.49 925 7163 81.8 79.2 80.4 79.7 80.8 5 1986 1664.25 925 1890 21.6 95.5 83.7 20.5 67.6 6 1987 338.03 1000 584 6.7 3.9 68.5 3.9 55.5 7 1988 6450.98 925 7432 84.6 82.2 70.6 79.4 59.1 8 1989 6252.85 925 7148 81.6 76.8 71.4 77.2 61.4 9 1990 6348.62 925 6976 79.6 77.1 72.0 78.4 63.4 10 1991 6070.28 925 6737 76.9 74.1 72.2 74.9 64.6 11 1992 4010.29 925 3715 42.3 40.4 69.3 49.4 63.1 12 1993 6983.37 925 7781 88.8 85.9 70.7 86.2 65.1 13 1994 5222.64 925 6178 70.5 64.1 70.2 64.5 65.1 14 1995 6007.59 925 6530 74.5 73.7 70.4 74.1 65.7 15 1996 5659.26 925 6749 76.8 69.6 70.4 69.6 66.0 16 1997 4057.45 925 4735 54.0 49.7 69.0 50.1 65.0 17 1998 4378.00 925 4961 56.6 53.5 68.1 54.0 64.3 18 1999 3047.32 925 3503 40.0 37.4 66.4 37.6 62.8 19 2000 6187.79 925 7577 92.8 81.8 67.1 82.1 63.8 | CHERNOBYL-3 | LWGR | RBMK | Permanent Shutdown | 925 | 925 | 1000 | 3200 | 98.00 | SE “NNEGC “ENERGOATOM” | None | 1976-03-01 | 1981-06-02 | 1981-12-03 | None | None | 2000-12-15 | 1982-06-08 | 0.638 | 0.673 | 0.671 | 575
575 | UKRAINE | Year Electricity Supplied [GW.h] ... Load Factor [%] Year Electricity Supplied [GW.h] ... Annual Cumulative 0 1983 Data from a trial operation not provided ... Data from a trial operation not provided Data from a trial operation not provided 1 1984 Data Not Provided ... Data Not Provided Data Not Provided 2 1985 " ... " " 3 1986 " ... " " [4 rows x 9 columns] | CHERNOBYL-4 | LWGR | RBMK | Permanent Shutdown | 925 | 925 | 1000 | 3200 | None | SE “NNEGC “ENERGOATOM” | None | 1979-04-01 | 1983-11-26 | 1983-12-22 | None | None | 1986-04-26 | 1984-03-26 | None | None | None | 576
576 | UKRAINE | Year Electricity Supplied [GW.h] Reference Unit Power [MW] Annual Time On Line [h] Operation Factor [%] Energy Availability Factor [%] Load Factor [%] Year Electricity Supplied [GW.h] Reference Unit Power [MW] Annual Time On Line [h] Operation Factor [%] Annual Cumulative Annual Cumulative 0 1982 21.85 950 216 NaN NaN NaN NaN NaN 1 1983 2558.83 950 3708 70.0 68.4 68.4 68.2 68.2 2 1984 6075.07 950 6364 72.4 71.7 71.2 72.8 72.1 3 1985 6939.15 950 7148 81.6 81.1 75.8 83.4 77.3 4 1986 6176.11 950 6735 76.9 73.5 75.0 74.2 76.3 5 1987 6385.87 1000 6642 75.8 75.6 75.2 72.9 75.5 6 1988 5467.47 950 6177 70.3 65.9 73.4 65.5 73.6 7 1989 2501.58 950 3321 37.9 30.8 66.6 30.1 66.6 8 1990 6174.36 950 7063 80.6 75.0 67.7 74.2 67.6 9 1991 3865.86 950 5532 63.1 46.5 65.1 46.4 65.1 10 1992 4946.83 1000 6142 69.9 49.1 63.6 67.6 65.3 11 1993 5277.81 950 5650 64.5 61.4 63.4 63.4 65.1 12 1994 5117.43 950 5667 64.7 58.6 63.0 61.5 64.8 13 1995 5438.63 950 6212 70.9 65.4 63.1 65.4 64.8 14 1996 5138.24 950 5549 63.2 61.6 63.0 61.6 64.6 15 1997 6196.06 950 6416 73.2 72.5 63.7 74.4 65.3 16 1998 6164.95 950 6477 73.9 73.1 64.3 74.1 65.9 17 1999 5558.92 950 5920 67.6 66.6 64.5 66.8 65.9 18 2000 5203.05 950 5677 64.6 61.2 64.4 62.4 65.8 19 2001 5563.71 950 6015 68.5 66.6 64.5 66.7 65.9 20 2002 4254.82 950 4625 52.8 50.9 63.8 51.1 65.1 21 2003 6008.24 950 6612 75.5 72.6 64.2 72.2 65.5 22 2004 6988.95 950 7592 86.4 84.0 65.2 83.8 66.3 23 2005 6068.49 950 6926 79.1 77.1 65.7 72.9 66.6 24 2006 6345.12 950 6988 79.8 76.9 66.2 76.2 67.0 25 2007 5159.76 950 5562 63.5 61.6 66.0 62.0 66.8 26 2008 6895.39 950 7484 85.2 84.8 66.8 82.6 67.5 27 2009 3790.57 950 5368 61.3 74.2 67.0 45.6 66.6 28 2010 5151.44 950 6335 72.3 84.6 67.7 61.9 66.5 29 2011 5026.85 950 6632 75.7 60.3 67.4 60.4 66.2 30 2012 6524.13 950 7508 85.5 74.6 67.7 78.2 66.7 31 2013 1765.53 950 1987 22.7 20.2 66.1 21.2 65.1 32 2014 6420.56 950 7547 86.2 77.4 66.5 77.2 65.5 33 2015 6728.34 950 7777 88.8 79.6 66.9 80.8 66.0 34 2016 5810.19 950 7451 84.8 73.1 67.1 69.6 66.1 35 2017 5642.42 950 6828 78.0 68.3 67.1 67.8 66.2 36 2018 6487.01 950 6914 78.9 74.8 67.3 78.0 66.5 37 2019 6763.16 950 7700 87.9 78.6 67.6 81.3 66.9 38 2020 6521.17 950 7528 85.7 82.0 68.0 78.2 67.2 39 2021 5824.46 950 6517 74.4 69.4 68.0 70.0 67.3 | SOUTH UKRAINE-1 | PWR | VVER V-302 | Operational | 950 | 950 | 1000 | 3000 | 209.11 | State Enterprise “National Nuclear Energy Generating Company ‘Energoatom” | State Enterprise “National Nuclear Energy Generating Company ‘Energoatom” | 1976-08-01 | 1982-12-09 | 1982-12-31 | None | None | None | 1983-12-02 | 0.673 | 0.723 | 0.68 | 577
577 | UKRAINE | Year Electricity Supplied [GW.h] Reference Unit Power [MW] Annual Time On Line [h] Operation Factor [%] Energy Availability Factor [%] Load Factor [%] Year Electricity Supplied [GW.h] Reference Unit Power [MW] Annual Time On Line [h] Operation Factor [%] Annual Cumulative Annual Cumulative 0 1985 5603.65 950 6379 74.6 73.3 73.3 74.4 74.4 1 1986 5565.48 950 6315 72.1 66.2 69.3 66.9 70.1 2 1987 1641.67 1000 1941 22.2 22.0 51.6 18.7 50.8 3 1988 4850.58 950 5198 59.2 57.4 53.1 58.1 52.8 4 1989 4437.30 950 6674 76.2 54.3 53.3 53.3 52.9 5 1990 1768.96 950 4522 51.6 21.9 47.9 21.3 47.4 6 1991 6209.76 950 6722 76.7 72.0 51.5 74.6 51.4 7 1992 6412.13 1000 6574 74.8 71.7 54.2 73.0 54.3 8 1993 5204.03 950 6570 75.0 61.7 55.0 62.5 55.2 9 1994 3958.54 950 6471 73.9 46.9 54.2 47.6 54.5 10 1995 5429.43 950 6514 74.4 65.2 55.2 65.2 55.5 11 1996 4593.75 950 5590 63.6 55.0 55.2 55.0 55.4 12 1997 6326.54 950 7400 84.5 75.4 56.8 76.0 57.0 13 1998 4542.39 950 4867 55.6 54.0 56.6 54.6 56.8 14 1999 5537.94 950 6372 72.7 66.4 57.2 66.6 57.5 15 2000 4103.49 950 4486 51.1 49.2 56.7 49.2 57.0 16 2001 6206.51 950 6869 78.2 74.4 57.8 74.4 58.0 17 2002 6057.20 950 6565 74.9 72.6 58.6 72.8 58.8 18 2003 5507.74 950 5868 67.0 65.8 59.0 66.2 59.2 19 2004 6899.71 950 7647 87.1 82.2 60.2 82.7 60.4 20 2005 6479.16 950 7243 82.7 81.1 61.2 77.9 61.2 21 2006 6110.19 950 6847 78.2 75.3 61.8 73.4 61.8 22 2007 6241.70 950 6892 78.7 75.8 62.4 75.0 62.4 23 2008 6623.64 950 7248 82.5 81.1 63.2 79.4 63.1 24 2009 6402.79 950 7213 82.3 81.0 63.9 76.9 63.6 25 2010 6461.48 950 7326 83.6 77.8 64.4 77.6 64.2 26 2011 6039.15 950 7003 79.9 72.9 64.8 72.6 64.5 27 2012 6002.99 950 6723 76.5 70.7 65.0 71.9 64.8 28 2013 6141.18 950 7160 81.7 73.0 65.2 73.8 65.1 29 2014 6152.37 950 6846 78.2 73.5 65.5 73.9 65.4 30 2015 3228.28 950 3537 40.4 37.5 64.6 38.8 64.5 31 2016 5489.65 950 6776 77.1 64.8 64.6 65.8 64.6 32 2017 5513.69 950 6693 76.4 67.2 64.7 66.2 64.6 33 2018 4935.64 950 5822 66.5 56.7 64.5 59.3 64.4 34 2019 6377.50 950 6698 76.5 73.0 64.7 76.6 64.8 35 2020 5970.49 950 6393 72.8 68.8 64.8 71.6 65.0 36 2021 6894.09 950 7435 84.9 78.2 65.2 82.8 65.5 | SOUTH UKRAINE-2 | PWR | VVER V-338 | Operational | 950 | 950 | 1000 | 3000 | 197.38 | State Enterprise “National Nuclear Energy Generating Company ‘Energoatom” | State Enterprise “National Nuclear Energy Generating Company ‘Energoatom” | 1981-07-01 | 1984-12-30 | 1985-01-06 | None | None | None | 1985-04-06 | 0.655 | 0.72 | 0.652 | 578
578 | UKRAINE | Year Electricity Supplied [GW.h] Reference Unit Power [MW] Annual Time On Line [h] Operation Factor [%] Energy Availability Factor [%] Load Factor [%] Year Electricity Supplied [GW.h] Reference Unit Power [MW] Annual Time On Line [h] Operation Factor [%] Annual Cumulative Annual Cumulative 0 1989 1299.66 950 1992 NaN NaN NaN NaN NaN 1 1990 5691.56 950 6408 73.2 69.4 69.4 68.4 68.4 2 1991 5762.83 950 6996 79.9 70.0 69.7 69.2 68.8 3 1992 6458.14 1000 6646 75.7 75.2 71.6 73.5 70.4 4 1993 6043.39 950 6527 74.5 71.7 71.6 72.6 71.0 5 1994 5565.05 950 6223 71.0 66.4 70.6 66.9 70.2 6 1995 4954.78 950 6300 71.9 59.5 68.8 59.5 68.4 7 1996 6155.02 950 7463 85.0 73.8 69.5 73.8 69.2 8 1997 6514.77 950 7079 80.8 77.7 70.5 78.3 70.3 9 1998 5850.99 950 6396 73.0 69.9 70.4 70.3 70.3 10 1999 5464.32 950 6244 71.3 65.5 69.9 65.7 69.8 11 2000 5909.66 950 6588 75.0 70.6 70.0 70.8 69.9 12 2001 6136.35 950 6985 79.5 73.7 70.3 73.5 70.2 13 2002 6335.16 950 7043 80.4 76.0 70.7 76.1 70.7 14 2003 6036.52 950 6680 76.3 73.1 70.9 72.5 70.8 15 2004 6625.11 950 7246 82.5 79.9 71.5 79.4 71.4 16 2005 6801.04 950 7548 86.2 85.0 72.4 81.7 72.0 17 2006 4290.89 950 4734 54.0 53.0 71.2 51.6 70.8 18 2007 5326.10 950 5978 68.2 66.1 70.9 64.0 70.4 19 2008 4560.77 950 5961 67.9 58.6 70.3 54.6 69.6 20 2009 5343.14 950 7024 80.2 74.6 70.5 64.2 69.4 21 2010 5243.17 950 6778 77.4 62.9 70.1 63.0 69.0 22 2011 5372.61 950 6404 73.1 65.2 69.9 64.6 68.8 23 2012 4058.36 950 4448 50.6 48.5 69.0 48.6 68.0 24 2013 4731.07 950 6704 76.5 73.0 69.2 56.8 67.5 25 2014 5911.15 950 6781 77.4 87.4 69.9 71.0 67.6 26 2015 4993.40 950 6481 74.0 60.9 69.5 60.0 67.4 27 2016 5067.23 950 6445 73.4 63.6 69.3 60.7 67.1 28 2017 5657.50 950 6219 71.0 66.1 69.2 68.0 67.1 29 2018 5849.13 950 6260 71.5 67.6 69.1 70.3 67.2 30 2019 3729.04 950 4031 46.0 43.8 68.3 44.8 66.5 31 2020 5664.51 950 8490 96.6 77.6 68.6 67.9 66.5 32 2021 5003.02 950 5913 67.5 60.4 68.3 60.1 66.3 | SOUTH UKRAINE-3 | PWR | VVER V-320 | Operational | 950 | 950 | 1000 | 3000 | 172.15 | State Enterprise “National Nuclear Energy Generating Company ‘Energoatom” | State Enterprise “National Nuclear Energy Generating Company ‘Energoatom” | 1984-11-01 | 1989-09-02 | 1989-09-20 | None | None | None | 1989-12-29 | 0.663 | 0.738 | 0.683 | 579
580 | UKRAINE | None | KHMELNITSKI-3 | PWR | VVER | Under Construction | 1035 | 1035 | 1089 | 3132 | None | SE “NNEGC “ENERGOATOM” | State Enterprise “National Nuclear Energy Generating Company ‘Energoatom” | 1986-03-01 | None | None | None | None | None | None | None | None | None | 581
581 | UKRAINE | None | KHMELNITSKI-4 | PWR | VVER | Under Construction | 1035 | 1035 | 1089 | 3132 | None | SE “NNEGC “ENERGOATOM” | State Enterprise “National Nuclear Energy Generating Company ‘Energoatom” | 1987-02-01 | None | None | None | None | None | None | None | None | None | 582
583 | UKRAINE | Year Electricity Supplied [GW.h] Reference Unit Power [MW] Annual Time On Line [h] Operation Factor [%] Energy Availability Factor [%] Load Factor [%] Year Electricity Supplied [GW.h] Reference Unit Power [MW] Annual Time On Line [h] Operation Factor [%] Annual Cumulative Annual Cumulative 0 1984 154.49 950 528 NaN NaN NaN NaN NaN 1 1985 4051.06 950 5893 NaN NaN NaN NaN NaN 2 1986 4826.26 950 5580 63.7 58.3 58.3 58.0 58.0 3 1987 6720.93 1000 7205 82.2 80.8 69.8 76.7 67.6 4 1988 5170.41 950 6225 70.9 67.2 69.0 62.0 65.8 5 1989 0.00 950 0 0.0 0.0 52.0 0.0 49.5 6 1990 4668.70 950 5684 64.9 56.4 52.8 56.1 50.8 7 1991 5332.22 950 6343 72.4 64.2 54.7 64.1 53.0 8 1992 6103.50 950 6739 76.7 67.8 56.6 73.1 55.9 9 1993 4209.71 950 6591 75.2 52.1 56.0 50.6 55.2 10 1994 3770.96 950 5062 57.8 45.5 54.9 45.3 54.1 11 1995 3557.27 950 4213 48.1 42.8 53.7 42.8 53.0 12 1996 4299.48 950 5224 59.5 51.5 53.5 51.5 52.9 13 1997 4070.63 950 5531 63.1 48.9 53.1 48.9 52.5 14 1998 5517.47 950 6122 69.9 66.3 54.1 66.3 53.6 15 1999 5992.45 950 7422 84.7 72.0 55.4 72.0 54.9 16 2000 4222.71 950 4589 52.2 50.3 55.0 50.6 54.6 17 2001 5847.06 950 6434 73.2 69.9 56.0 70.1 55.6 18 2002 6734.96 950 7334 83.7 80.6 57.4 80.9 57.1 19 2003 6596.43 950 7223 82.4 79.0 58.6 79.3 58.3 20 2004 6748.27 950 7290 83.0 80.6 59.8 80.9 59.5 21 2005 6018.79 950 6823 77.9 76.8 60.6 72.3 60.1 22 2006 6899.02 950 7380 84.2 83.3 61.7 82.9 61.2 23 2007 6921.01 950 7406 84.5 83.5 62.7 83.2 62.2 24 2008 6227.72 950 6748 76.8 80.3 63.4 74.6 62.7 25 2009 6584.42 950 7174 81.9 82.4 64.2 79.1 63.4 26 2010 6586.76 950 7396 84.4 81.9 64.9 79.2 64.0 27 2011 6095.13 950 6702 76.5 74.1 65.3 73.2 64.4 28 2012 6191.10 950 6765 77.0 73.4 65.6 74.2 64.8 29 2013 5816.74 950 6585 75.2 70.7 65.8 69.9 64.9 30 2014 5661.63 950 6397 73.0 70.2 65.9 68.0 65.0 31 2015 6835.34 950 8147 93.0 89.7 66.7 82.1 65.6 32 2016 2082.50 950 2431 27.7 26.6 65.4 25.0 64.3 33 2017 5577.73 950 6302 71.9 67.2 65.5 67.0 64.4 34 2018 6314.69 950 7144 81.6 75.1 65.8 75.9 64.7 35 2019 5790.20 950 6601 75.4 69.6 65.9 69.6 64.9 36 2020 6243.86 950 7106 80.9 95.3 66.7 74.8 65.2 37 2021 5662.83 950 6491 74.1 67.5 66.7 68.0 65.2 | ZAPOROZHYE-1 | PWR | VVER V-320 | Operational | 950 | 950 | 1000 | 3000 | 195.09 | State Enterprise “National Nuclear Energy Generating Company ‘Energoatom” | State Enterprise “National Nuclear Energy Generating Company ‘Energoatom” | 1980-04-01 | 1984-12-07 | 1984-12-10 | None | None | None | 1985-12-25 | 0.652 | 0.711 | 0.667 | 584
585 | UKRAINE | Year Electricity Supplied [GW.h] Reference Unit Power [MW] Annual Time On Line [h] Operation Factor [%] Energy Availability Factor [%] Load Factor [%] Year Electricity Supplied [GW.h] Reference Unit Power [MW] Annual Time On Line [h] Operation Factor [%] Annual Cumulative Annual Cumulative 0 1985 443.92 950 718 NaN NaN NaN NaN NaN 1 1986 5651.61 950 6417 70.3 65.5 65.5 65.4 65.4 2 1987 6058.32 1000 6675 76.2 76.0 71.4 69.2 67.5 3 1988 6088.56 950 7253 82.6 81.2 74.8 73.0 69.4 4 1989 3050.89 950 3393 38.7 45.1 67.2 36.7 61.0 5 1990 1869.06 950 2165 24.7 22.4 58.0 22.5 53.1 6 1991 4583.92 950 5112 58.4 55.4 57.6 55.1 53.4 7 1992 6551.69 950 7016 79.9 76.2 60.3 78.5 57.1 8 1993 4386.11 950 6194 70.7 53.8 59.5 52.7 56.5 9 1994 4103.48 950 5924 67.6 49.8 58.4 49.3 55.7 10 1995 5051.78 950 7329 83.7 60.7 58.6 60.7 56.2 11 1996 5373.03 950 6247 71.1 64.4 59.1 64.4 57.0 12 1997 6081.68 950 6745 77.0 73.0 60.3 73.1 58.3 13 1998 4922.76 950 5601 63.9 59.0 60.2 59.2 58.4 14 1999 5476.01 950 5887 67.2 65.7 60.6 65.8 58.9 15 2000 5626.40 950 6281 71.5 67.4 61.1 67.4 59.5 16 2001 5867.65 950 6422 73.1 70.6 61.7 70.3 60.2 17 2002 6315.64 950 6834 78.0 75.9 62.5 75.9 61.1 18 2003 6742.37 950 7387 84.3 80.9 63.5 81.0 62.2 19 2004 6944.29 950 7531 85.7 83.2 64.6 83.2 63.3 20 2005 6303.15 950 7332 83.7 82.4 65.5 75.7 64.0 21 2006 6644.71 950 7297 83.3 82.8 66.3 79.8 64.7 22 2007 7064.48 950 7528 85.9 85.1 67.2 84.9 65.6 23 2008 6763.54 950 7470 85.0 84.3 67.9 81.0 66.3 24 2009 6127.91 950 7206 82.3 80.9 68.4 73.6 66.6 25 2010 6674.39 950 7180 82.0 79.8 68.9 80.2 67.2 26 2011 6155.30 950 6881 78.6 75.1 69.1 74.0 67.4 27 2012 6046.81 950 7202 82.0 77.8 69.5 72.5 67.6 28 2013 5857.28 950 7464 85.2 95.1 70.4 70.4 67.7 29 2014 6307.66 950 6811 77.8 73.6 70.5 75.8 68.0 30 2015 5210.05 950 5982 68.3 62.4 70.2 62.6 67.8 31 2016 2595.13 950 3041 34.6 33.1 69.0 31.1 66.6 32 2017 5361.20 950 8387 95.7 71.3 69.1 64.4 66.6 33 2018 5104.80 950 5883 67.2 61.1 68.8 61.3 66.4 34 2019 4691.92 950 5002 57.1 55.1 68.4 56.4 66.1 35 2020 5114.55 950 5783 65.8 66.5 68.4 61.3 66.0 36 2021 6238.32 950 6587 75.2 72.4 68.5 75.0 66.2 | ZAPOROZHYE-2 | PWR | VVER V-320 | Operational | 950 | 950 | 1000 | 3000 | 194.96 | State Enterprise “National Nuclear Energy Generating Company ‘Energoatom” | State Enterprise “National Nuclear Energy Generating Company ‘Energoatom” | 1981-01-01 | 1985-06-28 | 1985-07-22 | None | None | None | 1986-02-15 | 0.662 | 0.726 | 0.685 | 586
588 | UKRAINE | Year Electricity Supplied [GW.h] Reference Unit Power [MW] Annual Time On Line [h] Operation Factor [%] Energy Availability Factor [%] Load Factor [%] Year Electricity Supplied [GW.h] Reference Unit Power [MW] Annual Time On Line [h] Operation Factor [%] Annual Cumulative Annual Cumulative 0 2004 663.23 950 1532 NaN NaN NaN NaN NaN 1 2005 4742.00 950 6131 NaN NaN NaN NaN NaN 2 2006 4781.15 950 6030 65.6 57.0 57.0 51.8 51.8 3 2007 5560.92 950 7657 87.4 69.5 64.1 66.8 60.4 4 2008 4368.65 950 7058 80.4 60.4 62.8 52.4 57.4 5 2009 5402.74 950 8171 93.3 68.9 64.4 64.9 59.4 6 2010 6135.99 950 7001 79.9 76.1 66.9 73.7 62.4 7 2011 5471.04 950 6764 77.2 75.0 68.3 65.7 63.0 8 2012 6260.55 950 7558 86.0 81.0 70.2 75.0 64.8 9 2013 5045.41 950 7451 85.1 83.7 71.9 60.6 64.3 10 2014 6177.79 950 7076 80.8 81.1 73.0 74.2 65.4 11 2015 6503.98 950 7456 85.1 82.5 74.0 78.2 66.7 12 2016 6728.75 950 7643 87.0 81.2 74.6 80.6 68.0 13 2017 7107.65 950 7577 86.5 86.1 75.6 85.4 69.5 14 2018 6819.17 950 7282 83.1 82.7 76.2 81.9 70.5 15 2019 6398.38 950 6930 79.1 77.5 76.2 76.9 70.9 16 2020 5031.02 950 5698 64.9 65.4 75.5 60.3 70.2 17 2021 6818.65 950 7547 86.2 82.4 76.0 81.9 71.0 | ROVNO-4 | PWR | VVER V-320 | Operational | 950 | 950 | 1000 | 3000 | 100.11 | State Enterprise “National Nuclear Energy Generating Company ‘Energoatom” | State Enterprise “National Nuclear Energy Generating Company ‘Energoatom” | 1986-08-01 | 2004-09-26 | 2004-10-10 | None | None | None | 2006-04-06 | 0.71 | 0.82 | 0.76 | 589
593 | UKRAINE | Year Electricity Supplied [GW.h] Reference Unit Power [MW] Annual Time On Line [h] Operation Factor [%] Energy Availability Factor [%] Load Factor [%] Year Electricity Supplied [GW.h] Reference Unit Power [MW] Annual Time On Line [h] Operation Factor [%] Annual Cumulative Annual Cumulative 0 1986 109.84 950 346 NaN NaN NaN NaN NaN 1 1987 6690.98 1000 7222 80.2 80.3 80.3 78.4 78.4 2 1988 6414.29 950 7077 80.6 81.4 80.9 76.9 77.6 3 1989 6614.43 950 7373 84.2 80.8 80.9 79.5 78.2 4 1990 5625.32 950 6166 70.4 67.7 77.5 67.6 75.5 5 1991 4958.75 950 5877 67.1 59.9 73.9 59.6 72.2 6 1992 4140.90 950 5274 60.0 50.5 69.9 49.6 68.4 7 1993 5416.55 950 7263 82.9 66.0 69.3 65.1 67.9 8 1994 4273.71 950 6068 69.3 52.5 67.2 51.4 65.8 9 1995 4027.80 950 5804 66.3 48.4 65.1 48.4 63.8 10 1996 4940.20 950 6096 69.4 59.2 64.5 59.2 63.4 11 1997 4869.79 950 6544 74.7 58.5 63.9 58.5 62.9 12 1998 4953.19 950 6316 72.1 59.5 63.6 59.5 62.6 13 1999 5114.49 950 6162 70.3 61.5 63.4 61.5 62.6 14 2000 6123.23 950 6875 78.3 73.0 64.1 73.4 63.3 15 2001 6307.79 950 7027 80.0 75.7 64.9 75.6 64.2 16 2002 6602.04 950 7470 85.3 79.2 65.8 79.3 65.1 17 2003 6588.92 950 7236 82.6 79.0 66.6 79.2 66.0 18 2004 6308.69 950 7371 83.9 75.5 67.1 75.6 66.5 19 2005 6224.11 950 7229 82.5 83.6 67.9 74.8 66.9 20 2006 6048.05 950 7031 80.3 83.3 68.7 72.7 67.2 21 2007 6631.37 950 7268 83.0 80.5 69.3 79.7 67.8 22 2008 6843.24 950 7589 86.4 83.7 69.9 82.0 68.5 23 2009 6504.34 950 7996 91.3 88.9 70.8 78.2 68.9 24 2010 6319.92 950 7341 83.8 78.3 71.1 75.9 69.2 25 2011 6791.75 950 7569 86.4 82.6 71.5 81.6 69.7 26 2012 6178.42 950 6984 79.5 76.0 71.7 74.0 69.8 27 2013 5420.54 950 6518 74.4 81.4 72.1 65.1 69.7 28 2014 6279.95 950 7159 81.7 79.2 72.3 75.5 69.9 29 2015 6983.04 950 7557 86.3 83.4 72.7 83.9 70.4 30 2016 6593.10 950 7004 79.7 77.2 72.9 79.0 70.7 31 2017 2314.02 950 2440 27.8 27.2 71.4 27.8 69.3 32 2018 6166.88 950 6623 75.6 72.4 71.4 74.1 69.4 33 2019 6950.92 950 7590 86.6 82.5 71.8 83.5 69.8 34 2020 4771.20 950 5136 58.5 56.5 71.3 57.2 69.5 35 2021 6271.69 950 6748 77.0 74.2 71.4 75.4 69.6 | ZAPOROZHYE-3 | PWR | VVER V-320 | Operational | 950 | 950 | 1000 | 3000 | 197.27 | State Enterprise “National Nuclear Energy Generating Company ‘Energoatom” | State Enterprise “National Nuclear Energy Generating Company ‘Energoatom” | 1982-04-01 | 1986-12-04 | 1986-12-10 | None | None | None | 1987-03-05 | 0.696 | 0.765 | 0.714 | 594
594 | UKRAINE | Year Electricity Supplied [GW.h] Reference Unit Power [MW] Annual Time On Line [h] Operation Factor [%] Energy Availability Factor [%] Load Factor [%] Year Electricity Supplied [GW.h] Reference Unit Power [MW] Annual Time On Line [h] Operation Factor [%] Annual Cumulative Annual Cumulative 0 1987 116.37 1000 238 NaN NaN NaN NaN NaN 1 1988 6431.44 950 7143 80.0 79.1 79.1 76.5 76.5 2 1989 5828.07 950 6613 75.5 73.1 75.7 70.0 72.8 3 1990 6637.35 950 7393 84.4 78.9 76.8 79.8 75.3 4 1991 4259.50 950 5114 58.4 51.1 70.0 51.2 68.9 5 1992 6962.30 1000 6961 79.2 78.6 71.8 79.3 71.2 6 1993 6118.75 950 6821 77.9 73.4 72.1 73.5 71.6 7 1994 5888.70 950 6718 76.7 71.3 72.0 70.8 71.5 8 1995 4717.10 950 5902 67.4 56.7 70.0 56.7 69.6 9 1996 5372.18 950 6372 72.5 64.4 69.4 64.4 69.0 10 1997 6284.42 950 7060 80.6 75.5 70.0 75.5 69.6 11 1998 6022.02 950 6839 78.1 72.4 70.2 72.4 69.9 12 1999 3921.35 950 4630 52.8 47.1 68.3 47.1 68.0 13 2000 6708.40 950 7423 84.5 80.3 69.2 80.4 68.9 14 2001 6091.25 950 7884 89.8 73.2 69.5 73.0 69.2 15 2002 6337.06 950 6895 78.7 76.2 70.0 76.2 69.7 16 2003 6736.32 950 7248 82.7 80.9 70.6 81.0 70.4 17 2004 6537.56 950 7247 82.5 78.3 71.1 78.3 70.9 18 2005 6511.87 950 7498 85.6 84.1 71.8 78.2 71.3 19 2006 6621.84 950 7186 82.0 84.8 72.5 79.6 71.7 20 2007 7027.84 950 7645 87.3 86.2 73.2 84.4 72.4 21 2008 6031.59 950 7265 82.7 79.6 73.5 72.3 72.4 22 2009 6121.29 950 7111 81.2 86.7 74.1 73.6 72.4 23 2010 6388.85 950 7086 80.9 81.3 74.4 76.8 72.6 24 2011 6353.81 950 6892 78.7 76.6 74.5 76.4 72.8 25 2012 6403.06 950 6941 79.0 77.1 74.6 76.7 72.9 26 2013 6404.96 950 7580 86.5 82.4 74.9 77.0 73.1 27 2014 6582.83 950 7375 84.2 80.9 75.2 79.1 73.3 28 2015 6334.43 950 6921 79.0 74.5 75.1 76.1 73.4 29 2016 5903.10 950 6670 75.9 71.1 75.0 70.7 73.3 30 2017 6363.95 950 7006 80.0 76.5 75.0 76.5 73.4 31 2018 3220.41 950 3407 38.9 38.2 73.8 38.7 72.3 32 2019 6249.05 950 6673 76.2 73.8 73.8 75.1 72.4 33 2020 3748.25 950 4055 46.2 44.2 72.9 44.9 71.6 34 2021 5685.03 950 6170 70.4 73.6 73.0 68.3 71.4 | ZAPOROZHYE-4 | PWR | VVER V-320 | Operational | 950 | 950 | 1000 | 3000 | 196.23 | State Enterprise “National Nuclear Energy Generating Company ‘Energoatom” | State Enterprise “National Nuclear Energy Generating Company ‘Energoatom” | 1983-04-01 | 1987-12-15 | 1987-12-18 | None | None | None | 1988-04-14 | 0.714 | 0.763 | 0.73 | 595
595 | UNITED STATES OF AMERICA | Year Electricity Supplied [GW.h] ... Load Factor [%] Year Electricity Supplied [GW.h] ... Annual Cumulative 0 1963 Data from a trial operation not provided ... Data from a trial operation not provided Data from a trial operation not provided 1 1964 Data Not Provided ... Data Not Provided Data Not Provided 2 1965 " ... " " 3 1966 " ... " " 4 1967 " ... " " 5 1968 " ... " " [6 rows x 9 columns] | ELK RIVER | BWR | - | Permanent Shutdown | 22 | 22 | 24 | 58 | None | None | None | 1959-01-01 | 1962-11-01 | 1963-08-24 | None | None | 1968-02-01 | 1964-07-01 | None | None | None | 596
596 | UNITED STATES OF AMERICA | Year Electricity Supplied [GW.h] Reference Unit Power [MW] Annual Time On Line [h] ... Energy Availability Factor [%] Load Factor [%] Year Electricity Supplied [GW.h] Reference Unit Power [MW] Annual Time On Line [h] ... Annual Cumulative Annual Cumulative 0 1960 Data Not Provided Data Not Provided Data Not Provided ... Data Not Provided Data Not Provided Data Not Provided Data Not Provided 1 1961 " " " ... " " " " 2 1962 " " " ... " " " " 3 1963 " " " ... " " " " 4 1964 " " " ... " " " " 5 1965 " " " ... " " " " 6 1966 " " " ... " " " " 7 1967 " " " ... " " " " 8 1968 " " " ... " " " " 9 1969 " " " ... " " " " 10 1970 1429.000 210 8121 ... 100.0 NC 77.7 NC 11 1971 649.800 210 5522 ... 100.0 NC 35.3 NC 12 1972 1161.300 210 6866 ... 100.0 NC 63.0 NC 13 1973 563.700 210 6377 ... 73.6 NC 30.6 NC 14 1974 354.900 210 3113 ... 35.5 NC 19.3 NC 15 1975 702.400 200 5044 ... 40.2 NC 40.1 NC 16 1976 953.000 201 7394 ... 53.9 NC 54.0 NC 17 1977 646.600 197 5859 ... 37.5 NC 37.5 NC 18 1978 762.000 197 6357 ... 53.1 NC 53.0 NC [19 rows x 9 columns] | DRESDEN-1 | BWR | None | Permanent Shutdown | 192 | 197 | 207 | 700 | 16.49 | None | Exelon Generation Co., LLC | 1956-05-01 | 1959-10-15 | 1960-04-15 | None | None | 1978-10-31 | 1960-07-04 | None | None | None | 597
597 | UNITED STATES OF AMERICA | Year Electricity Supplied [GW.h] ... Load Factor [%] Year Electricity Supplied [GW.h] ... Annual Cumulative 0 1966 Data from a trial operation not provided ... Data from a trial operation not provided Data from a trial operation not provided 1 1967 0 ... NaN NaN [2 rows x 9 columns] | PATHFINDER | BWR | Prototype | Permanent Shutdown | 59 | 59 | 63 | 220 | None | Xcel Energy | None | 1959-01-01 | 1964-01-01 | 1966-07-25 | None | None | 1967-10-01 | 1966-08-01 | None | None | None | 598
598 | UNITED STATES OF AMERICA | Year Electricity Supplied [GW.h] Reference Unit Power [MW] Annual Time On Line [h] ... Energy Availability Factor [%] Load Factor [%] Year Electricity Supplied [GW.h] Reference Unit Power [MW] Annual Time On Line [h] ... Annual Cumulative Annual Cumulative 0 1963 Data Not Provided Data Not Provided Data Not Provided ... Data Not Provided Data Not Provided Data Not Provided Data Not Provided 1 1964 " " " ... " " " " 2 1965 " " " ... " " " " 3 1966 " " " ... " " " " 4 1967 " " " ... " " " " 5 1968 " " " ... " " " " 6 1969 " " " ... " " " " 7 1970 " " " ... " " " " 8 1971 346.700 65 6625 ... 100.0 NC 60.9 NC 9 1972 377.700 65 7297 ... 100.0 NC 66.2 NC 10 1973 423.800 63 7814 ... 89.2 NC 76.8 NC 11 1974 366.000 63 7345 ... 83.9 NC 66.3 NC 12 1975 383.000 62 7347 ... 69.1 NC 70.5 NC 13 1976 198.000 63 4040 ... 71.6 NC 71.5 NC [14 rows x 9 columns] | HUMBOLDT BAY | BWR | Natural cir. | Permanent Shutdown | 65 | 63 | 65 | 220 | 4.75 | Pacific Gas and Electric Company | Pacific Gas and Electric Company | 1960-11-01 | 1963-02-16 | 1963-04-18 | None | None | 1976-07-02 | 1963-08-01 | None | None | None | 599
599 | UNITED STATES OF AMERICA | Year Electricity Supplied [GW.h] ... Load Factor [%] Year Electricity Supplied [GW.h] ... Annual Cumulative 0 1963 Data from a trial operation not provided ... Data from a trial operation not provided Data from a trial operation not provided 1 1964 0 ... NaN NaN 2 1965 0 ... NaN NaN 3 1966 0 ... NaN NaN 4 1967 0 ... NaN NaN [5 rows x 9 columns] | CVTR | PHWR | Prototype | Permanent Shutdown | 17 | 17 | 19 | 65 | None | None | None | 1960-01-01 | 1963-03-01 | 1963-12-18 | None | None | 1967-01-10 | 1963-12-18 | None | None | None | 600
600 | UNITED STATES OF AMERICA | Year Electricity Supplied [GW.h] ... Load Factor [%] Year Electricity Supplied [GW.h] ... Annual Cumulative 0 1962 Data from a trial operation not provided ... Data from a trial operation not provided Data from a trial operation not provided 1 1963 Data Not Provided ... Data Not Provided Data Not Provided 2 1964 " ... " " 3 1965 " ... " " 4 1966 " ... " " 5 1967 " ... " " 6 1968 " ... " " 7 1969 " ... " " 8 1970 " ... " " 9 1971 388.700 ... 59.2 NC 10 1972 381.400 ... 57.9 NC 11 1973 422.700 ... 67.0 NC 12 1974 356.300 ... 57.3 NC 13 1975 290.700 ... 46.7 NC 14 1976 244.500 ... 39.2 NC 15 1977 361.100 ... 67.6 NC 16 1978 400.900 ... 72.6 58.1 17 1979 113.700 ... 20.6 54.3 18 1980 404.900 ... 72.0 56.0 19 1981 470.000 ... 83.8 58.3 20 1982 359.800 ... 64.2 58.8 21 1983 348.700 ... 62.2 59.0 22 1984 417.520 ... 74.3 60.1 23 1985 362.430 ... 59.8 60.0 24 1986 506.150 ... 83.7 61.6 25 1987 374.930 ... 62.0 61.6 26 1988 383.610 ... 63.9 61.7 27 1989 416.750 ... 71.0 62.2 28 1990 425.620 ... 72.5 62.7 29 1991 491.700 ... 83.8 63.7 30 1992 271.420 ... 46.1 62.9 31 1993 426.070 ... 72.6 63.3 32 1994 410.470 ... 69.9 63.6 33 1995 516.200 ... 88.0 64.6 34 1996 365.320 ... 62.1 64.5 35 1997 196.490 ... 50.8 64.1 [36 rows x 9 columns] | BIG ROCK POINT | BWR | - | Permanent Shutdown | 72 | 67 | 71 | 240 | 12.74 | None | None | 1960-05-01 | 1962-09-27 | 1962-12-08 | None | None | 1997-08-29 | 1963-03-29 | 0.641 | 0.73 | 0.749 | 601
601 | UNITED STATES OF AMERICA | Year Electricity Supplied [GW.h] ... Load Factor [%] Year Electricity Supplied [GW.h] ... Annual Cumulative 0 1966 Data from a trial operation not provided ... Data from a trial operation not provided Data from a trial operation not provided 1 1967 0 ... NaN NaN 2 1968 0 ... NaN NaN 3 1969 0 ... NaN NaN 4 1970 0 ... NaN NaN 5 1971 19.400 ... NaN NaN 6 1972 0 ... NaN NaN [7 rows x 9 columns] | FERMI-1 | FBR | Liquid Metal FBR | Permanent Shutdown | 60 | 61 | 65 | 200 | 0.03 | None | DETROIT EDISON CO. | 1956-08-08 | 1963-08-23 | 1966-08-05 | None | None | 1972-11-29 | 1966-08-07 | None | None | None | 602
602 | UNITED STATES OF AMERICA | Year Electricity Supplied [GW.h] Reference Unit Power [MW] Annual Time On Line [h] ... Energy Availability Factor [%] Load Factor [%] Year Electricity Supplied [GW.h] Reference Unit Power [MW] Annual Time On Line [h] ... Annual Cumulative Annual Cumulative 0 1967 Data Not Provided Data Not Provided Data Not Provided ... Data Not Provided Data Not Provided Data Not Provided Data Not Provided 1 1968 " " " ... " " " " 2 1969 " " " ... " " " " 3 1970 " " " ... " " " " 4 1971 " " " ... " " " " 5 1972 " " " ... " " " " 6 1973 181.200 37 5245 ... 60.0 NC 55.9 NC 7 1974 169.100 40 6157 ... 86.0 NC 57.9 NC [8 rows x 9 columns] | PEACH BOTTOM-1 | HTGR | None | Permanent Shutdown | 40 | 40 | 42 | 115 | 1.35 | Exelon Generation Co., LLC | Exelon Generation Co., LLC | 1962-02-01 | 1966-03-03 | 1967-01-27 | None | None | 1974-11-01 | 1967-06-01 | None | None | None | 603
603 | UNITED STATES OF AMERICA | Year Electricity Supplied [GW.h] ... Load Factor [%] Year Electricity Supplied [GW.h] ... Annual Cumulative 0 1967 Data from a trial operation not provided ... Data from a trial operation not provided Data from a trial operation not provided 1 1968 Data Not Provided ... Data Not Provided Data Not Provided 2 1969 " ... " " 3 1970 3207.000 ... 81.4 NC 4 1971 3468.000 ... 88.0 84.7 5 1972 2965.000 ... 75.0 81.4 6 1973 2275.400 ... 60.4 76.4 7 1974 3145.100 ... 83.5 77.8 8 1975 3245.100 ... 86.2 79.1 9 1976 2476.600 ... 65.6 77.2 10 1977 2338.800 ... 61.4 75.2 11 1978 2680.400 ... 70.2 74.7 12 1979 3355.500 ... 87.9 76.0 13 1980 816.500 ... 21.3 71.0 14 1981 778.700 ... 20.4 66.8 15 1982 510.200 ... 13.4 62.7 16 1983 0.000 ... 0.0 58.3 17 1984 278.520 ... 7.3 54.9 18 1985 2459.630 ... 64.4 55.5 19 1986 881.490 ... 23.1 53.6 20 1987 2710.820 ... 71.0 54.5 21 1988 1384.400 ... 36.2 53.6 22 1989 1179.700 ... 30.9 52.4 23 1990 1561.620 ... 40.9 51.9 24 1991 2027.400 ... 53.1 51.9 25 1992 2925.880 ... 83.5 53.2 [26 rows x 9 columns] | SAN ONOFRE-1 | PWR | PWR | Permanent Shutdown | 436 | 436 | 456 | 1347 | 51.13 | SOUTHERN CALIFORNIA EDISON Co. | SOUTHERN CALIFORNIA EDISON Co. | 1964-05-01 | 1967-06-14 | 1967-07-16 | None | None | 1992-11-30 | 1968-01-01 | 0.532 | 0.551 | 0.598 | 604
604 | UNITED STATES OF AMERICA | Year Electricity Supplied [GW.h] ... Load Factor [%] Year Electricity Supplied [GW.h] ... Annual Cumulative 0 1967 Data from a trial operation not provided ... Data from a trial operation not provided Data from a trial operation not provided 1 1968 Data Not Provided ... Data Not Provided Data Not Provided 2 1969 " ... " " 3 1970 3721.000 ... 72.0 NC 4 1971 4399.500 ... 83.3 77.7 5 1972 4516.700 ... 85.7 80.4 6 1973 2425.000 ... 48.1 72.5 7 1974 4341.800 ... 86.0 75.2 8 1975 4125.700 ... 88.0 77.2 9 1976 4029.700 ... 79.8 77.5 10 1977 4013.200 ... 83.3 78.2 11 1978 4708.000 ... 97.7 80.3 12 1979 4118.500 ... 85.5 80.8 13 1980 3564.300 ... 73.6 80.2 14 1981 4064.900 ... 83.6 80.4 15 1982 4538.300 ... 93.2 81.4 16 1983 3785.800 ... 76.0 81.0 17 1984 3369.670 ... 67.4 80.1 18 1985 4638.100 ... 93.0 80.9 19 1986 2140.860 ... 43.0 78.7 20 1987 2538.160 ... 50.9 77.1 21 1988 3313.000 ... 66.4 76.6 22 1989 2963.240 ... 59.9 75.7 23 1990 1190.960 ... 24.1 73.3 24 1991 3708.780 ... 75.0 73.4 25 1992 3891.020 ... 79.1 73.6 26 1993 3742.610 ... 76.3 73.7 27 1994 3804.900 ... 77.6 73.9 28 1995 3659.660 ... 74.6 73.9 29 1996 2773.640 ... 61.6 73.5 [30 rows x 9 columns] | HADDAM NECK | PWR | - | Permanent Shutdown | 582 | 560 | 603 | 1825 | 105.65 | None | None | 1964-05-01 | 1967-07-24 | 1967-08-07 | None | None | 1996-12-05 | 1968-01-01 | 0.735 | 0.76 | 0.801 | 605
605 | UNITED STATES OF AMERICA | Year Electricity Supplied [GW.h] Reference Unit Power [MW] Annual Time On Line [h] ... Energy Availability Factor [%] Load Factor [%] Year Electricity Supplied [GW.h] Reference Unit Power [MW] Annual Time On Line [h] ... Annual Cumulative Annual Cumulative 0 1969 Data Not Provided Data Not Provided Data Not Provided ... Data Not Provided Data Not Provided Data Not Provided Data Not Provided 1 1970 3591.000 540 6788 ... 100.0 100.0 75.9 75.9 2 1971 3972.600 595 7046 ... 100.0 100.0 76.2 76.1 3 1972 4503.800 670 7137 ... 100.0 100.0 76.5 76.2 4 1973 3589.000 620 6401 ... 73.8 93.3 66.1 73.6 5 1974 3679.600 650 6163 ... 66.6 87.7 64.6 71.7 6 1975 3148.700 610 6414 ... 59.1 82.9 58.9 69.6 7 1976 3860.100 620 6966 ... 70.9 81.2 70.9 69.8 8 1977 3249.200 620 6136 ... 59.9 78.5 59.8 68.6 9 1978 3645.700 620 6508 ... 66.5 77.2 67.1 68.4 10 1979 4563.300 620 7520 ... 83.8 77.8 84.0 70.0 11 1980 1957.300 620 3662 ... 41.8 74.6 35.9 66.8 12 1981 2628.900 620 5237 ... 59.9 73.3 48.4 65.3 13 1982 2013.000 620 5474 ... 62.5 72.5 37.1 63.1 14 1983 225.500 620 1007 ... 11.5 68.1 4.2 58.9 15 1984 305.190 620 842 ... 9.6 64.2 5.6 55.3 16 1985 3746.030 620 6518 ... 74.5 64.8 69.0 56.2 17 1986 1317.690 620 2310 ... 26.7 62.6 24.3 54.3 18 1987 3113.390 620 5421 ... 62.0 62.6 57.3 54.5 19 1988 3547.300 620 5749 ... 65.5 62.7 65.1 55.0 20 1989 2410.110 620 4686 ... 53.6 62.3 44.4 54.5 21 1990 4305.050 620 7678 ... 87.7 63.5 79.3 55.7 22 1991 2954.840 610 5167 ... 59.0 63.3 54.5 55.6 23 1992 4531.840 610 7463 ... 84.9 64.2 84.6 56.9 24 1993 4667.480 610 7654 ... 87.4 65.2 87.4 58.1 25 1994 3633.280 619 6096 ... 69.2 65.3 67.9 58.5 26 1995 5194.080 619 8511 ... 97.2 66.5 95.8 59.9 27 1996 4339.400 619 7104 ... 80.9 67.1 79.8 60.7 28 1997 5073.280 619 8164 ... 93.2 68.0 93.6 61.9 29 1998 4302.230 619 7094 ... 81.0 68.5 79.3 62.5 30 1999 5388.510 619 8760 ... 100.0 69.5 99.4 63.7 31 2000 3908.200 619 7073 ... 80.6 69.9 71.9 64.0 32 2001 5226.370 619 8497 ... 97.0 70.7 96.4 65.0 33 2002 5031.270 619 8215 ... 93.8 71.4 92.8 65.8 34 2003 5256.320 619 8468 ... 96.7 72.2 96.9 66.7 35 2004 4846.970 619 7973 ... 90.8 72.7 89.1 67.4 36 2005 5374.910 619 8706 ... 99.4 73.4 99.1 68.3 37 2006 4644.530 619 7775 ... 88.8 73.9 85.6 68.7 38 2007 5077.930 619 8435 ... 96.3 74.4 93.6 69.4 39 2008 4664.010 619 7924 ... 90.2 74.8 85.8 69.8 40 2009 4978.400 614 8320 ... 95.0 75.4 92.6 70.4 41 2010 4604.970 614 7661 ... 87.5 75.6 85.6 70.7 42 2011 5298.450 619 8541 ... 97.5 76.2 97.7 71.4 43 2012 4718.190 619 7663 ... 88.5 76.5 86.8 71.8 44 2013 5116.690 619 8324 ... 95.0 76.9 94.4 72.3 45 2014 4833.530 619 7859 ... 89.7 77.2 89.1 72.6 46 2015 5275.790 619 8484 ... 96.8 77.6 97.3 73.2 47 2016 4585.200 619 7553 ... 86.0 77.8 84.3 73.4 48 2017 5429.570 619 8703 ... 99.4 78.2 100.1 74.0 49 2018 3540.310 619 6227 ... 97.0 78.5 91.7 74.2 [50 rows x 9 columns] | OYSTER CREEK | BWR | BWR-2 (Mark 1) | Permanent Shutdown | 650 | 619 | 652 | 1930 | 196.20 | Exelon Corporation | Exelon Generation Co., LLC | 1964-12-15 | 1969-05-03 | 1969-09-23 | None | None | 2018-09-17 | 1969-12-01 | 0.742 | 0.782 | 0.785 | 606
606 | UNITED STATES OF AMERICA | Year Electricity Supplied [GW.h] Reference Unit Power [MW] Annual Time On Line [h] ... Energy Availability Factor [%] Load Factor [%] Year Electricity Supplied [GW.h] Reference Unit Power [MW] Annual Time On Line [h] ... Annual Cumulative Annual Cumulative 0 1969 Data Not Provided Data Not Provided Data Not Provided ... Data Not Provided Data Not Provided Data Not Provided Data Not Provided 1 1970 1581.000 525 3443 ... 100.0 100.0 34.4 34.4 2 1971 3033.100 592 5963 ... 100.0 100.0 58.5 47.2 3 1972 3344.800 630 6101 ... 100.0 100.0 60.4 52.0 4 1973 3494.200 610 6682 ... 76.4 93.9 65.4 55.4 5 1974 3278.700 610 6177 ... 70.5 89.1 61.4 56.6 6 1975 3044.900 610 6235 ... 57.0 83.6 57.0 56.7 7 1976 4112.800 610 7724 ... 76.8 82.6 76.8 59.6 8 1977 2956.800 610 5171 ... 55.4 79.2 55.3 59.1 9 1978 4467.400 610 8329 ... 83.6 79.7 83.6 61.8 10 1979 3005.400 610 5785 ... 56.2 77.3 56.2 61.3 11 1980 4537.300 610 8097 ... 92.2 78.7 84.7 63.4 12 1981 3270.300 610 5780 ... 65.6 77.6 61.2 63.2 13 1982 1134.800 610 1872 ... 21.5 73.2 21.2 60.0 14 1983 2802.000 610 4925 ... 56.2 72.0 52.4 59.4 15 1984 3635.230 610 6316 ... 71.6 72.0 67.8 60.0 16 1985 4932.300 610 8441 ... 96.4 73.5 92.3 62.0 17 1986 3146.880 610 5722 ... 65.0 73.0 58.9 61.9 18 1987 4615.170 610 8130 ... 92.8 74.1 86.4 63.2 19 1988 0.000 610 0 ... 0.0 70.2 0.0 59.9 20 1989 0.000 610 0 ... 0.0 66.6 0.0 56.9 21 1990 1316.680 615 3043 ... 34.2 65.1 24.6 55.3 22 1991 3873.510 615 6853 ... 78.2 65.7 71.9 56.1 23 1992 2930.090 615 5052 ... 57.4 65.3 54.2 56.0 24 1993 4353.360 615 7370 ... 84.1 66.1 80.8 57.0 25 1994 4917.950 565 8390 ... 95.4 67.2 99.4 58.6 26 1995 4127.640 565 7381 ... 82.9 67.8 83.4 59.5 27 1996 4676.170 565 8133 ... 92.0 68.6 94.2 60.7 28 1997 2698.570 565 4620 ... 51.8 68.0 54.5 60.5 29 1998 4845.980 565 8085 ... 92.3 68.8 97.9 61.7 30 1999 3564.860 565 6162 ... 68.4 68.8 72.0 62.0 31 2000 4681.850 565 8060 ... 91.0 69.5 94.3 63.0 32 2001 4378.010 565 7376 ... 83.5 69.9 88.5 63.8 33 2002 4904.560 565 8194 ... 92.9 70.6 99.1 64.8 34 2003 4361.370 565 7373 ... 83.6 70.9 88.1 65.4 35 2004 4988.210 565 8258 ... 93.5 71.6 100.5 66.4 36 2005 4589.790 621 7667 ... 87.6 72.0 84.4 66.9 37 2006 5346.940 621 8713 ... 99.5 72.8 98.3 67.8 38 2007 4762.880 621 7910 ... 90.3 73.3 87.6 68.4 39 2008 5341.420 621 8707 ... 99.1 74.0 97.9 69.1 40 2009 4992.580 621 8216 ... 93.8 74.5 91.8 69.7 41 2010 5294.080 621 8677 ... 99.1 75.1 97.3 70.4 42 2011 4595.110 621 7671 ... 87.6 75.4 84.5 70.8 43 2012 4798.450 621 7951 ... 90.6 75.8 88.0 71.2 44 2013 4868.750 621 7933 ... 90.6 76.1 89.5 71.6 45 2014 5400.060 621 8760 ... 100.0 76.7 99.3 72.2 46 2015 4903.160 613 8039 ... 91.7 77.0 91.3 72.7 47 2016 5342.980 613 8721 ... 99.3 77.5 99.2 73.2 48 2017 4885.280 613 8290 ... 94.6 77.8 91.0 73.6 49 2018 5313.340 613 8684 ... 99.2 78.3 99.0 74.2 50 2019 4574.140 613 7646 ... 87.3 78.5 85.2 74.4 51 2020 5473.000 613 8783 ... 100.0 78.9 101.6 74.9 52 2021 5009.290 613 8280 ... 94.5 79.2 93.3 75.3 [53 rows x 9 columns] | NINE MILE POINT-1 | BWR | BWR-2 (Mark 1) | Operational | 620 | 613 | 642 | 1850 | 206.74 | None | Exelon Generation Co., LLC | 1965-04-12 | 1969-09-05 | 1969-11-09 | None | None | None | 1969-12-01 | 0.753 | 0.781 | 0.792 | 607
607 | UNITED STATES OF AMERICA | Year Electricity Supplied [GW.h] Reference Unit Power [MW] Annual Time On Line [h] Operation Factor [%] Energy Availability Factor [%] Load Factor [%] Year Electricity Supplied [GW.h] Reference Unit Power [MW] Annual Time On Line [h] Operation Factor [%] Annual Cumulative Annual Cumulative 0 1970 1253.00 815 2558 37.9 100.0 100.0 23.9 23.9 1 1971 2806.30 815 5694 65.0 100.0 100.0 39.3 33.6 2 1972 3370.50 815 5240 59.6 100.0 100.0 47.1 38.8 3 1973 5014.50 800 7672 87.6 90.8 97.5 71.6 47.8 4 1974 3376.00 800 5113 58.4 58.3 89.0 48.2 47.9 5 1975 2957.00 800 4826 55.1 42.2 80.7 42.2 46.9 6 1976 4374.40 781 6660 75.8 64.1 78.3 63.8 49.4 7 1977 3538.10 772 6297 71.9 52.4 75.0 52.3 49.8 8 1978 5704.50 772 8244 94.1 84.4 76.0 84.4 53.7 9 1979 4942.90 772 7141 81.5 73.1 75.7 73.1 55.6 10 1980 4580.40 772 8193 93.3 93.5 77.4 67.6 56.7 11 1981 3416.00 772 5260 60.0 60.1 75.9 50.5 56.2 12 1982 5123.10 772 8094 92.4 92.4 77.2 75.8 57.7 13 1983 3402.20 772 5076 58.0 58.9 75.9 50.3 57.2 14 1984 4468.36 772 6402 72.9 72.9 75.7 65.9 57.8 15 1985 3105.97 772 4678 53.4 54.5 74.4 45.9 57.0 16 1986 4655.67 772 6761 77.2 77.2 74.5 68.8 57.7 17 1987 3362.64 772 5342 61.0 61.0 73.8 49.7 57.3 18 1988 4325.16 772 6931 78.9 78.9 74.0 63.8 57.6 19 1989 4751.70 772 7023 80.2 80.2 74.4 70.3 58.3 20 1990 4116.85 772 5920 67.6 67.6 74.0 60.9 58.4 21 1991 2984.21 772 5031 57.4 58.0 73.3 44.1 57.7 22 1992 4185.75 772 7419 84.5 84.5 73.8 61.7 57.9 23 1993 3058.56 772 4790 54.7 54.7 73.0 45.2 57.4 24 1994 4086.10 772 5808 66.3 66.3 72.7 60.4 57.5 25 1995 1890.54 772 2938 33.5 33.5 71.2 28.0 56.4 26 1996 2161.41 772 3731 42.5 42.5 70.1 31.9 55.4 27 1997 5578.45 772 7738 88.3 89.4 70.8 82.5 56.4 28 1998 5632.86 772 7496 85.6 85.6 71.3 83.3 57.4 29 1999 6229.52 772 8122 92.7 92.7 72.0 92.1 58.5 30 2000 6867.43 772 8747 99.6 99.6 72.9 101.3 59.9 31 2001 6072.69 772 8005 91.4 91.2 73.5 89.8 60.8 32 2002 7527.47 850 8760 100.0 100.0 74.4 101.1 62.2 33 2003 6703.11 850 7999 91.3 92.0 75.0 90.0 63.1 34 2004 5909.32 850 7045 80.2 80.2 75.1 79.2 63.6 35 2005 6590.08 850 7710 88.0 88.0 75.5 88.5 64.3 36 2006 7273.22 867 8485 96.9 96.9 76.2 95.8 65.3 37 2007 6972.69 867 8132 92.8 92.8 76.6 91.8 66.1 38 2008 7469.52 867 8639 98.4 98.4 77.3 98.1 67.0 39 2009 6902.62 867 8033 91.7 91.7 77.7 90.9 67.6 40 2010 7726.88 867 8760 100.0 100.0 78.3 101.7 68.5 41 2011 7181.34 883 8150 93.0 93.1 78.6 94.3 69.2 42 2012 7912.78 883 8634 98.3 98.3 79.2 102.0 70.1 43 2013 7546.81 883 8266 94.4 94.4 79.5 97.6 70.8 44 2014 7585.87 894 8315 94.9 95.0 79.9 96.9 71.4 45 2015 7360.79 894 8106 92.5 92.5 80.2 94.0 72.0 46 2016 8047.97 894 8784 100.0 100.0 80.7 102.5 72.7 47 2017 7409.85 902 8299 94.7 94.8 81.0 93.8 73.2 48 2018 8051.49 894 8760 100.0 100.0 81.5 102.8 73.8 49 2019 7139.16 894 8128 92.8 92.8 81.7 91.2 74.2 50 2020 7966.53 894 8674 98.8 100.0 82.1 101.4 74.8 51 2021 7032.49 894 8285 94.6 94.6 82.4 89.8 75.1 | DRESDEN-2 | BWR | BWR-3 (Mark 1) | Operational | 794 | 894 | 950 | 2957 | 277.04 | Exelon Corporation | Exelon Generation Co., LLC | 1966-01-10 | 1970-01-07 | 1970-04-13 | None | None | None | 1970-06-09 | 0.751 | 0.806 | 0.824 | 608
608 | UNITED STATES OF AMERICA | Year Electricity Supplied [GW.h] ... Load Factor [%] Year Electricity Supplied [GW.h] ... Annual Cumulative 0 1969 Data from a trial operation not provided ... Data from a trial operation not provided Data from a trial operation not provided 1 1970 2313.000 ... 80.7 80.7 2 1971 2871.800 ... 66.5 71.0 3 1972 2572.100 ... 58.1 65.6 4 1973 3398.800 ... 79.2 69.5 5 1974 2097.200 ... 48.9 64.9 6 1975 3041.100 ... 73.9 66.5 7 1976 2060.800 ... 49.9 64.0 8 1977 3028.500 ... 73.6 65.2 9 1978 3218.700 ... 78.2 66.7 10 1979 2960.500 ... 71.9 67.3 11 1980 3093.500 ... 74.9 68.0 12 1981 3322.500 ... 80.7 69.1 13 1982 2408.000 ... 58.5 68.2 14 1983 3040.100 ... 73.8 68.6 15 1984 3156.780 ... 76.5 69.2 16 1985 3620.300 ... 87.9 70.4 17 1986 3610.270 ... 87.7 71.4 18 1987 3797.700 ... 92.2 72.6 19 1988 3533.170 ... 85.6 73.3 20 1989 3073.450 ... 74.6 73.4 21 1990 3451.380 ... 83.8 73.9 22 1991 3483.250 ... 84.6 74.4 23 1992 3483.380 ... 84.4 74.8 24 1993 3499.440 ... 85.0 75.2 25 1994 3373.710 ... 81.9 75.5 26 1995 3638.580 ... 88.4 76.0 27 1996 2898.050 ... 70.2 75.8 28 1997 3894.650 ... 92.6 76.4 29 1998 4308.560 ... 102.5 77.3 30 1999 3534.050 ... 84.0 77.6 31 2000 3814.150 ... 90.5 78.0 32 2001 4286.280 ... 101.9 78.8 33 2002 3843.350 ... 91.4 79.2 34 2003 3868.590 ... 92.0 79.5 35 2004 4308.490 ... 102.2 80.2 36 2005 3996.680 ... 91.6 80.5 37 2006 4119.170 ... 95.3 81.0 38 2007 4930.530 ... 100.5 81.6 39 2008 4744.000 ... 96.4 82.0 40 2009 4630.900 ... 91.2 82.3 41 2010 4948.360 ... 97.4 82.7 42 2011 4311.210 ... 84.8 82.8 43 2012 4601.720 ... 90.3 83.0 44 2013 4993.290 ... 98.1 83.4 45 2014 4662.500 ... 91.8 83.6 46 2015 4769.420 ... 93.9 83.9 47 2016 5042.060 ... 99.0 84.3 48 2017 4697.680 ... 92.5 84.5 49 2018 4698.440 ... 95.8 84.8 50 2019 4993.690 ... 101.8 85.1 51 2020 4353.100 ... 88.5 85.2 52 2021 4715.120 ... 96.1 85.4 [53 rows x 9 columns] | GINNA | PWR | WH 2LP (DRYAMB) | Operational | 470 | 560 | 608 | 1775 | 194.73 | Exelon Corporation | Exelon Generation Co., LLC | 1966-04-25 | 1969-11-08 | 1969-12-02 | None | None | None | 1970-07-01 | 0.854 | 0.865 | 0.874 | 609
609 | UNITED STATES OF AMERICA | Year Electricity Supplied [GW.h] ... Load Factor [%] Year Electricity Supplied [GW.h] ... Annual Cumulative 0 1970 Data from a trial operation not provided ... Data from a trial operation not provided Data from a trial operation not provided 1 1971 3747.100 ... 69.0 69.0 2 1972 3307.300 ... 55.2 61.5 3 1973 1877.400 ... 41.6 55.7 4 1974 3604.100 ... 63.1 57.7 5 1975 3897.100 ... 68.3 60.0 6 1976 3757.100 ... 65.9 61.0 7 1977 4820.300 ... 84.9 64.5 8 1978 4654.900 ... 81.2 66.7 9 1979 4224.300 ... 73.7 67.5 10 1980 3394.100 ... 59.1 66.6 11 1981 2528.000 ... 44.1 64.5 12 1982 4080.800 ... 71.2 65.1 13 1983 5354.300 ... 93.5 67.4 14 1984 4325.870 ... 75.3 67.9 15 1985 4588.350 ... 80.1 68.8 16 1986 5247.940 ... 91.6 70.2 17 1987 4379.430 ... 76.4 70.6 18 1988 5535.720 ... 96.4 72.0 19 1989 4641.820 ... 81.0 72.5 20 1990 5094.950 ... 88.9 73.4 21 1991 1776.180 ... 31.0 71.3 22 1992 3619.080 ... 63.0 70.9 23 1993 5273.220 ... 92.4 71.9 24 1994 3292.030 ... 58.6 71.3 25 1995 4349.990 ... 77.5 71.6 26 1996 0.000 ... 0.0 68.8 27 1997 0.000 ... 0.0 66.3 28 1998 0.000 ... 0.0 65.1 [29 rows x 9 columns] | MILLSTONE-1 | BWR | None | Permanent Shutdown | 660 | 641 | 684 | 2011 | 101.37 | None | Dominion Energy | 1966-05-01 | 1970-10-26 | 1970-11-29 | None | None | 1998-07-01 | 1971-03-01 | 0.651 | 0.692 | 0.708 | 610
610 | UNITED STATES OF AMERICA | Year Electricity Supplied [GW.h] Reference Unit Power [MW] Annual Time On Line [h] Operation Factor [%] Energy Availability Factor [%] Load Factor [%] Year Electricity Supplied [GW.h] Reference Unit Power [MW] Annual Time On Line [h] Operation Factor [%] Annual Cumulative Annual Cumulative 0 1973 366.10 873 1245 NaN NaN NaN NaN NaN 1 1974 3329.00 873 5220 79.9 79.8 79.8 63.5 63.5 2 1975 4646.00 865 6545 74.7 61.3 66.8 61.3 62.0 3 1976 2287.10 864 3054 34.8 30.2 51.7 30.1 48.8 4 1977 5210.30 864 6626 75.6 68.9 56.7 68.8 54.7 5 1978 4372.90 859 5503 62.8 58.2 57.0 58.1 55.4 6 1979 4808.40 856 6156 70.3 64.1 58.3 64.1 57.0 7 1980 4273.20 856 5689 64.8 63.9 59.2 56.8 57.0 8 1981 3065.00 856 4027 46.0 44.9 57.3 40.9 54.8 9 1982 4458.60 862 5726 65.4 65.0 58.2 59.0 55.3 10 1983 5895.30 859 7354 84.0 83.5 60.9 78.3 57.8 11 1984 2891.63 864 4552 51.8 48.4 59.7 38.1 55.9 12 1985 6665.04 864 8382 95.7 95.5 62.8 89.0 58.8 13 1986 3827.37 864 4924 56.2 52.6 62.0 51.1 58.1 14 1987 5149.59 849 6331 72.3 69.8 62.6 68.9 58.9 15 1988 6063.99 864 7247 82.5 81.0 63.8 80.6 60.4 16 1989 4476.87 864 5556 63.4 60.4 63.6 59.7 60.4 17 1990 5222.15 939 5779 66.0 64.3 63.6 67.2 60.8 18 1991 3873.43 939 4495 51.3 51.2 62.9 47.6 60.0 19 1992 7880.64 951 8494 96.7 96.7 64.9 95.5 62.1 20 1993 5931.71 951 6570 75.0 75.3 65.4 72.0 62.6 21 1994 7634.60 951 8760 100.0 100.0 67.3 92.6 64.2 22 1995 4896.89 951 5533 63.2 63.6 67.1 59.4 64.0 23 1996 7831.79 951 8261 94.0 94.2 68.4 94.8 65.4 24 1997 3179.72 931 3639 41.5 41.7 67.2 38.8 64.2 25 1998 2512.52 951 2698 30.8 31.0 65.6 30.8 62.8 26 1999 7300.44 951 7665 87.5 87.6 66.5 88.9 63.9 27 2000 1062.31 951 1099 12.5 12.5 64.4 12.8 61.8 28 2001 7792.73 951 8429 96.2 96.2 65.6 94.5 63.1 29 2002 7556.55 951 7931 90.5 90.2 66.5 91.7 64.2 30 2003 8370.81 956 8597 98.1 98.1 67.6 100.3 65.5 31 2004 7513.09 956 7851 89.4 89.3 68.4 89.5 66.3 32 2005 8847.09 965 8730 99.6 99.7 69.5 104.6 67.6 33 2006 7984.68 1020 7937 90.6 90.6 70.2 89.4 68.4 34 2007 8842.64 1020 8679 99.1 99.1 71.2 99.0 69.4 35 2008 8205.17 1020 8088 92.1 92.1 71.8 91.6 70.1 36 2009 8837.44 1025 8667 98.9 99.0 72.7 98.4 71.0 37 2010 7325.92 1022 7267 83.0 82.9 73.0 81.8 71.3 38 2011 8767.22 1022 8648 98.7 98.7 73.8 97.9 72.1 39 2012 7911.30 1020 7867 89.6 89.6 74.2 88.3 72.6 40 2013 8763.08 1020 8675 99.0 99.0 74.9 98.1 73.3 41 2014 8313.12 1020 8194 93.5 93.5 75.4 93.0 73.8 42 2015 8793.59 1020 8691 99.2 99.2 76.1 98.4 74.5 43 2016 6030.06 1020 6226 70.9 70.9 75.9 67.3 74.3 44 2017 8315.20 1020 8301 94.8 94.8 76.4 93.1 74.8 45 2018 7997.10 998 7957 90.8 90.8 76.8 91.5 75.2 46 2019 8352.75 998 8301 94.8 94.8 77.2 95.5 75.7 47 2020 2759.08 998 2902 99.9 100.0 77.4 95.2 75.8 | INDIAN POINT-2 | PWR | WH 4LP (DRYAMB) | Permanent Shutdown | 873 | 998 | 1067 | 3216 | 285.64 | Entergy Nuclear Operations, Inc. | Entergy Nuclear Operations, Inc. | 1966-10-14 | 1973-05-22 | 1973-06-26 | None | None | 2020-04-30 | 1974-08-01 | 0.758 | 0.777 | 0.774 | 611
611 | UNITED STATES OF AMERICA | Year Electricity Supplied [GW.h] Reference Unit Power [MW] Annual Time On Line [h] Operation Factor [%] Energy Availability Factor [%] Load Factor [%] Year Electricity Supplied [GW.h] Reference Unit Power [MW] Annual Time On Line [h] Operation Factor [%] Annual Cumulative Annual Cumulative 0 1971 1188.60 815 2137 32.4 100.0 100.0 27.9 27.9 1 1972 5175.60 815 7549 85.9 100.0 100.0 72.3 68.8 2 1973 3703.60 800 5905 67.4 69.2 85.4 52.8 61.2 3 1974 3608.90 800 5778 66.0 65.8 79.1 51.5 58.1 4 1975 2211.20 800 4505 51.4 31.5 67.5 31.6 51.6 5 1976 4037.20 781 7231 82.3 58.8 65.8 58.8 53.0 6 1977 5186.40 773 8072 92.2 76.6 67.6 76.6 56.8 7 1978 3835.30 773 6280 71.7 56.6 66.0 56.6 56.8 8 1979 3482.90 773 5930 67.7 51.4 64.3 51.4 56.1 9 1980 4335.50 773 6307 71.8 72.3 65.2 63.8 57.0 10 1981 5177.70 773 8256 94.2 94.5 68.0 76.5 58.9 11 1982 3896.40 773 5562 63.5 63.8 67.6 57.5 58.7 12 1983 4159.70 773 6401 73.1 73.1 68.1 61.4 59.0 13 1984 2135.50 773 3309 37.7 37.7 65.8 31.4 56.9 14 1985 4401.33 773 6618 75.6 75.6 66.5 65.0 57.4 15 1986 1498.30 773 2456 28.0 28.1 64.0 22.1 55.1 16 1987 4395.50 773 6591 75.2 75.3 64.6 64.9 55.7 17 1988 4168.36 773 6278 71.5 71.5 65.0 61.4 56.1 18 1989 5119.46 773 7235 82.6 82.6 66.0 75.6 57.1 19 1990 5149.79 773 7272 83.0 83.0 66.9 76.0 58.1 20 1991 2584.21 773 5247 59.9 59.9 66.6 38.2 57.1 21 1992 3077.06 773 5364 61.1 61.1 66.3 45.3 56.6 22 1993 4969.04 773 7040 80.4 80.4 66.9 73.4 57.3 23 1994 1666.36 773 3009 34.4 34.4 65.5 24.6 55.9 24 1995 3477.26 773 5209 59.5 59.5 65.3 51.4 55.7 25 1996 2962.14 773 4273 48.6 48.9 64.6 43.6 55.3 26 1997 4046.20 773 5900 67.4 68.6 64.8 59.8 55.4 27 1998 6234.59 773 8157 93.1 93.1 65.8 92.1 56.8 28 1999 6129.96 773 7978 91.1 91.1 66.7 90.5 58.0 29 2000 6365.12 773 8243 93.8 93.8 67.6 93.7 59.2 30 2001 6465.95 773 8359 95.4 95.4 68.6 95.5 60.4 31 2002 6060.87 850 7915 90.4 90.5 69.3 87.3 61.3 32 2003 6963.86 850 8206 93.7 94.2 70.1 93.5 62.4 33 2004 6436.94 850 7544 85.9 85.9 70.6 86.2 63.2 34 2005 7032.37 850 8169 93.2 93.3 71.4 94.4 64.1 35 2006 7171.93 867 8298 94.7 94.7 72.1 94.4 65.1 36 2007 7558.09 867 8715 99.5 99.5 72.9 99.5 66.1 37 2008 6919.05 867 8118 92.4 92.4 73.5 90.8 66.9 38 2009 7364.79 867 8557 97.7 97.7 74.2 97.0 67.7 39 2010 6866.24 867 8076 92.2 92.2 74.7 90.4 68.4 40 2011 7533.02 867 8760 100.0 100.0 75.4 99.2 69.2 41 2012 6892.73 867 8218 93.6 93.7 75.9 90.5 69.8 42 2013 7869.99 867 8590 98.0 98.1 76.4 103.6 70.6 43 2014 7549.85 879 8361 95.4 95.5 76.9 98.0 71.3 44 2015 7832.94 879 8595 98.1 98.1 77.4 101.7 72.1 45 2016 7397.58 879 8376 95.4 95.4 77.9 95.8 72.7 46 2017 8036.77 895 8760 100.0 100.0 78.4 102.5 73.4 47 2018 7514.36 879 8401 95.9 95.9 78.8 97.6 73.9 48 2019 7942.88 879 8674 99.0 99.0 79.3 103.2 74.6 49 2020 7512.35 879 8372 95.3 95.3 79.6 97.3 75.1 50 2021 7411.09 879 8286 94.6 94.6 80.0 96.2 75.6 | DRESDEN-3 | BWR | BWR-3 (Mark 1) | Operational | 794 | 879 | 935 | 2957 | 269.69 | Exelon Corporation | Exelon Generation Co., LLC | 1966-10-14 | 1971-01-12 | 1971-07-22 | None | None | None | 1971-11-16 | 0.756 | 0.805 | 0.8 | 612
612 | UNITED STATES OF AMERICA | Year Electricity Supplied [GW.h] Reference Unit Power [MW] Annual Time On Line [h] ... Energy Availability Factor [%] Load Factor [%] Year Electricity Supplied [GW.h] Reference Unit Power [MW] Annual Time On Line [h] ... Annual Cumulative Annual Cumulative 0 1972 101.100 693 420 ... 100.0 100.0 14.6 14.6 1 1973 Data Not Provided Data Not Provided Data Not Provided ... Data Not Provided Data Not Provided Data Not Provided Data Not Provided 2 1974 3478.800 666 6090 ... 100.0 100.0 59.6 56.0 3 1975 4376.000 666 6948 ... 74.9 88.0 75.0 65.1 4 1976 4322.000 666 6665 ... 73.9 83.4 73.9 67.9 5 1977 4474.100 666 6994 ... 76.6 81.8 76.7 70.1 6 1978 4502.700 666 7087 ... 77.2 80.9 77.2 71.5 7 1979 2881.600 666 4509 ... 49.4 75.7 49.4 67.8 8 1980 4389.000 657 6812 ... 77.9 76.0 76.0 69.0 9 1981 933.200 646 1385 ... 13.2 68.4 16.5 62.7 10 1982 3771.400 646 5612 ... 64.2 68.0 66.6 63.1 11 1983 4331.000 659 6415 ... 73.4 68.5 75.0 64.3 12 1984 4784.190 666 7253 ... 82.6 69.8 81.8 65.9 13 1985 3420.990 666 5224 ... 59.7 69.0 58.6 65.3 14 1986 4513.060 666 6816 ... 77.9 69.6 77.4 66.2 15 1987 885.280 666 1566 ... 17.9 66.0 15.2 62.6 16 1988 3467.960 666 5320 ... 60.6 65.6 59.3 62.3 17 1989 3605.100 666 5696 ... 65.1 65.6 61.8 62.3 18 1990 3388.410 666 5200 ... 59.4 65.2 58.1 62.0 19 1991 1332.050 666 2155 ... 50.0 64.4 22.8 59.9 20 1992 3428.220 666 5896 ... 67.2 64.5 58.6 59.8 21 1993 5657.350 666 8421 ... 96.1 66.1 97.0 61.7 22 1994 4924.920 666 7513 ... 85.8 67.0 84.4 62.8 23 1995 5218.970 666 7846 ... 89.6 68.0 89.5 64.0 24 1996 5750.840 693 8490 ... 96.7 69.3 97.3 65.4 25 1997 5252.350 693 7570 ... 87.0 70.1 86.5 66.3 26 1998 5408.300 693 7757 ... 89.0 70.9 89.1 67.3 27 1999 6112.350 693 8684 ... 99.1 72.0 100.7 68.6 28 2000 5684.420 693 8122 ... 92.5 72.8 93.4 69.6 29 2001 5526.020 693 7923 ... 90.5 73.4 91.0 70.4 30 2002 6215.430 693 8760 ... 100.0 74.4 102.4 71.5 31 2003 5445.570 693 7930 ... 90.6 74.9 89.7 72.1 32 2004 4734.020 693 6934 ... 79.0 75.1 77.8 72.3 33 2005 5798.910 693 8362 ... 95.5 75.7 95.5 73.0 34 2006 5581.940 693 7905 ... 90.2 76.2 92.0 73.6 35 2007 6078.100 693 7320 ... 83.6 76.4 100.1 74.4 36 2008 6139.530 693 8617 ... 98.1 77.0 100.9 75.2 37 2009 5249.300 693 7451 ... 85.1 77.3 86.5 75.5 38 2010 5358.090 693 7594 ... 86.7 77.5 88.3 75.9 39 2011 5822.870 693 8291 ... 94.7 78.0 95.9 76.4 40 2012 2477.380 802 4121 ... 49.5 77.2 38.7 75.4 41 2013 6239.350 802 7945 ... 90.7 77.6 88.8 75.8 42 2014 5900.850 802 7726 ... 88.2 77.9 84.0 76.0 43 2015 6002.320 802 7552 ... 86.2 78.1 85.4 76.3 44 2016 7174.170 802 8710 ... 99.2 78.7 101.8 77.0 45 2017 6163.820 802 7531 ... 86.0 78.9 87.7 77.2 46 2018 6462.920 837 7811 ... 89.2 79.2 90.5 77.6 47 2019 7533.690 837 8726 ... 99.6 79.7 102.8 78.2 48 2020 6556.420 837 7996 ... 92.0 80.0 89.2 78.5 49 2021 5848.820 837 7584 ... 86.6 80.2 79.8 78.6 [50 rows x 9 columns] | TURKEY POINT-3 | PWR | WH 3LP (DRYAMB) | Operational | 693 | 837 | 829 | 2644 | 235.00 | Florida Power & Light Co. | Florida Power & Light Co. | 1967-04-27 | 1972-10-20 | 1972-11-02 | None | None | None | 1972-12-14 | 0.786 | 0.786 | 0.802 | 613
613 | UNITED STATES OF AMERICA | Year Electricity Supplied [GW.h] Reference Unit Power [MW] Annual Time On Line [h] ... Energy Availability Factor [%] Load Factor [%] Year Electricity Supplied [GW.h] Reference Unit Power [MW] Annual Time On Line [h] ... Annual Cumulative Annual Cumulative 0 1973 Data Not Provided Data Not Provided Data Not Provided ... Data Not Provided Data Not Provided Data Not Provided Data Not Provided 1 1974 4513.400 728 6759 ... 100.0 100.0 70.8 70.8 2 1975 3991.900 666 6172 ... 68.3 84.9 68.4 69.6 3 1976 3774.800 666 5825 ... 64.3 78.2 64.5 68.0 4 1977 3671.000 666 5578 ... 62.7 74.4 62.9 66.8 5 1978 3791.400 666 6693 ... 65.0 72.6 65.0 66.4 6 1979 3846.600 666 6361 ... 65.9 71.5 65.9 66.3 7 1980 3856.500 657 6093 ... 69.4 71.2 66.8 66.4 8 1981 4507.200 646 6801 ... 77.3 71.9 79.6 68.0 9 1982 3847.200 646 5806 ... 66.4 71.3 68.0 68.0 10 1983 2978.900 659 4568 ... 52.4 69.5 51.6 66.4 11 1984 3084.140 666 4774 ... 54.4 68.1 52.7 65.1 12 1985 5177.930 666 7852 ... 89.7 69.9 88.8 67.1 13 1986 1744.000 666 2790 ... 31.9 67.0 29.9 64.2 14 1987 2657.550 666 4314 ... 49.3 65.7 45.6 62.9 15 1988 3267.740 666 4986 ... 56.8 65.1 55.9 62.4 16 1989 2107.570 666 3676 ... 42.0 63.7 36.1 60.8 17 1990 4384.920 666 6692 ... 76.4 64.4 75.2 61.6 18 1991 808.050 666 1335 ... 48.2 63.5 13.8 59.0 19 1992 4642.280 666 7139 ... 81.3 64.5 79.4 60.1 20 1993 4746.290 666 7277 ... 83.1 65.4 81.4 61.1 21 1994 4844.350 666 7437 ... 85.0 66.3 83.0 62.2 22 1995 5780.130 666 8629 ... 98.5 67.8 99.1 63.8 23 1996 5165.360 693 7771 ... 88.6 68.7 87.4 64.9 24 1997 5442.560 693 7809 ... 89.6 69.6 89.6 66.0 25 1998 6181.460 693 8760 ... 100.0 70.9 101.8 67.4 26 1999 5735.270 693 8185 ... 93.4 71.8 94.5 68.5 27 2000 5591.380 693 8028 ... 91.4 72.5 91.8 69.4 28 2001 6105.260 693 8623 ... 98.4 73.5 100.6 70.6 29 2002 5854.080 693 8369 ... 95.6 74.3 96.4 71.5 30 2003 5562.480 693 8033 ... 91.7 74.9 91.6 72.2 31 2004 6079.180 693 8662 ... 98.6 75.6 99.9 73.1 32 2005 4240.960 693 6243 ... 71.3 75.5 69.9 73.0 33 2006 5383.750 693 7669 ... 87.6 75.9 88.7 73.5 34 2007 5148.800 693 8552 ... 97.6 76.5 84.8 73.8 35 2008 5234.900 693 7415 ... 84.4 76.8 86.0 74.2 36 2009 5435.350 693 7811 ... 89.2 77.1 89.5 74.6 37 2010 5949.820 693 8397 ... 95.9 77.6 98.0 75.2 38 2011 5089.880 693 7202 ... 82.2 77.8 83.8 75.5 39 2012 5235.360 693 7416 ... 84.4 77.9 86.0 75.8 40 2013 4674.700 802 6156 ... 73.4 77.8 68.8 75.6 41 2014 6149.850 802 7828 ... 89.4 78.1 87.5 75.9 42 2015 7047.860 802 8623 ... 98.4 78.7 100.3 76.6 43 2016 6559.290 802 8022 ... 91.3 79.0 93.1 77.0 44 2017 6554.480 802 7956 ... 90.8 79.4 93.3 77.5 45 2018 7292.150 821 8760 ... 100.0 79.9 101.4 78.1 46 2019 6608.740 821 8011 ... 91.5 80.2 91.9 78.4 47 2020 6062.560 821 7338 ... 83.5 80.3 84.1 78.6 48 2021 7571.210 821 8760 ... 100.0 80.8 105.3 79.2 [49 rows x 9 columns] | TURKEY POINT-4 | PWR | WH 3LP (DRYAMB) | Operational | 693 | 821 | 829 | 2644 | 235.77 | Florida Power & Light Co. | Florida Power & Light Co. | 1967-04-27 | 1973-06-11 | 1973-06-21 | None | None | None | 1973-09-07 | 0.792 | 0.794 | 0.808 | 614
614 | UNITED STATES OF AMERICA | Year Electricity Supplied [GW.h] Reference Unit Power [MW] Annual Time On Line [h] Operation Factor [%] Energy Availability Factor [%] Load Factor [%] Year Electricity Supplied [GW.h] Reference Unit Power [MW] Annual Time On Line [h] Operation Factor [%] Annual Cumulative Annual Cumulative 0 1972 2525.20 850 4575 NaN NaN NaN NaN NaN 1 1973 4908.50 800 7382 82.8 86.8 86.8 69.0 69.0 2 1974 3464.10 800 5365 61.2 61.4 73.0 49.4 58.4 3 1975 4413.40 800 7531 86.0 61.0 68.8 63.0 60.0 4 1976 3401.70 769 5699 64.9 50.4 64.1 50.4 57.6 5 1977 3527.40 769 6176 70.5 52.4 61.8 52.4 56.5 6 1978 4782.00 769 8315 94.9 71.0 63.3 71.0 58.9 7 1979 4786.50 769 7096 81.0 71.0 64.4 71.0 60.7 8 1980 3468.80 769 5840 66.5 66.7 64.7 51.4 59.5 9 1981 5726.80 769 8244 94.1 94.3 68.0 85.0 62.4 10 1982 3258.00 769 5951 67.9 68.5 68.1 48.4 61.0 11 1983 5776.40 769 8258 94.3 94.6 70.5 85.8 63.2 12 1984 3358.48 769 4687 53.4 53.4 69.1 49.7 62.1 13 1985 6072.32 769 8242 94.1 94.1 71.0 90.1 64.2 14 1986 4426.18 769 6035 68.9 68.9 70.8 65.7 64.4 15 1987 4456.09 769 6141 70.1 70.1 70.8 66.2 64.5 16 1988 5661.98 769 8199 93.3 93.4 72.2 83.8 65.7 17 1989 4280.44 769 6428 73.4 73.4 72.3 63.5 65.6 18 1990 5345.56 769 7276 83.1 83.1 72.9 79.4 66.3 19 1991 3549.53 769 4882 55.7 55.8 72.0 52.7 65.6 20 1992 4166.14 769 6158 70.1 70.1 71.9 61.7 65.4 21 1993 5042.49 769 6902 78.8 78.8 72.2 74.8 65.9 22 1994 1670.17 769 2526 28.8 28.9 70.2 24.8 64.0 23 1995 5886.21 769 7934 90.6 90.6 71.1 87.4 65.0 24 1996 2680.59 769 3769 42.9 42.9 70.0 39.7 64.0 25 1997 5565.46 769 7764 88.6 88.7 70.7 82.6 64.7 26 1998 3142.88 769 4299 49.1 49.1 69.9 46.6 64.0 27 1999 6337.59 769 8210 93.7 93.7 70.8 94.1 65.1 28 2000 6168.07 769 8242 93.8 93.8 71.6 91.3 66.1 29 2001 6710.87 769 8691 99.2 99.2 72.5 99.6 67.2 30 2002 5709.52 855 7564 86.4 86.6 73.0 84.0 67.8 31 2003 6810.25 855 8013 91.5 92.4 73.7 90.9 68.6 32 2004 6502.77 855 8784 100.0 100.0 74.6 86.6 69.2 33 2005 6281.05 864 7875 89.9 89.9 75.1 83.0 69.7 34 2006 6747.25 867 8161 93.2 93.2 75.7 88.8 70.3 35 2007 6951.04 867 8212 93.7 93.8 76.3 91.5 71.0 36 2008 7490.09 867 8784 100.0 100.0 77.0 98.4 71.8 37 2009 6230.78 867 7879 89.9 90.0 77.4 82.0 72.1 38 2010 7646.11 882 8698 99.3 99.3 78.0 99.0 72.9 39 2011 7109.23 882 7898 90.2 90.2 78.4 92.0 73.5 40 2012 8130.41 908 8784 100.0 100.0 79.0 101.9 74.3 41 2013 7505.99 908 8073 92.2 92.2 79.4 94.4 74.8 42 2014 8168.26 908 8760 100.0 100.0 79.9 102.7 75.6 43 2015 7519.60 908 8170 93.3 93.3 80.3 94.5 76.1 44 2016 8104.18 908 8784 100.0 100.0 80.8 101.6 76.8 45 2017 7498.16 908 8305 94.8 94.8 81.2 94.3 77.2 46 2018 8051.91 908 8668 99.0 100.0 81.6 101.2 77.8 47 2019 7421.05 908 8101 92.5 92.5 81.9 93.3 78.2 48 2020 8075.97 908 8783 100.0 100.0 82.3 101.2 78.7 49 2021 7601.76 908 8360 95.4 95.4 82.6 95.6 79.1 | QUAD CITIES-1 | BWR | BWR-3 (Mark 1) | Operational | 789 | 908 | 940 | 2957 | 280.25 | None | Exelon Generation Co., LLC | 1967-02-15 | 1971-10-18 | 1972-04-12 | None | None | None | 1973-02-18 | 0.791 | 0.835 | 0.826 | 615
615 | UNITED STATES OF AMERICA | Year Electricity Supplied [GW.h] ... Load Factor [%] Year Electricity Supplied [GW.h] ... Annual Cumulative 0 1971 Data from a trial operation not provided ... Data from a trial operation not provided Data from a trial operation not provided 1 1972 1899.100 ... 54.0 54.0 2 1973 2411.300 ... 39.3 44.7 3 1974 93.300 ... 1.5 27.6 4 1975 2427.800 ... 40.5 31.1 5 1976 2846.900 ... 47.4 34.6 6 1977 5084.600 ... 91.4 44.0 7 1978 2624.200 ... 47.2 44.5 8 1979 3433.400 ... 61.7 46.6 9 1980 2379.100 ... 42.6 46.2 10 1981 3462.700 ... 62.2 47.8 11 1982 3345.000 ... 60.1 48.9 12 1983 3770.000 ... 67.8 50.5 13 1984 811.550 ... 14.6 47.7 14 1985 5301.800 ... 91.8 51.0 15 1986 841.240 ... 13.2 48.1 16 1987 2634.430 ... 41.2 47.6 17 1988 3435.220 ... 53.6 48.0 18 1989 3637.780 ... 56.9 48.6 19 1990 3008.090 ... 47.0 48.5 20 1991 4873.840 ... 76.2 50.0 21 1992 4865.070 ... 75.9 51.3 22 1993 3545.650 ... 55.4 51.5 23 1994 4513.830 ... 70.6 52.4 24 1995 4663.520 ... 72.9 53.4 25 1996 5314.340 ... 82.9 54.6 26 1997 5803.460 ... 90.8 56.1 27 1998 5390.580 ... 84.3 57.2 28 1999 5128.360 ... 80.2 58.1 29 2000 5748.020 ... 89.6 59.3 30 2001 2355.630 ... 36.8 58.5 31 2002 6369.370 ... 99.6 59.9 32 2003 6158.150 ... 96.3 61.1 33 2004 5346.140 ... 83.4 61.8 34 2005 6645.840 ... 98.9 63.0 35 2006 5917.110 ... 86.8 63.8 36 2007 5826.020 ... 85.5 64.4 37 2008 6837.230 ... 100.0 65.5 38 2009 6118.710 ... 89.8 66.2 39 2010 6240.660 ... 91.6 66.9 40 2011 6641.010 ... 95.6 67.7 41 2012 5178.210 ... 74.3 67.9 42 2013 6041.700 ... 87.0 68.4 43 2014 5830.360 ... 83.9 68.8 44 2015 6318.520 ... 89.6 69.4 45 2016 7041.290 ... 99.6 70.1 46 2017 6097.500 ... 86.5 70.5 47 2018 5455.940 ... 77.4 70.7 48 2019 6864.360 ... 97.3 71.3 49 2020 5995.120 ... 84.8 71.6 50 2021 6993.510 ... 99.2 72.2 [51 rows x 9 columns] | PALISADES | PWR | CE 2LP (DRYAMB) | Permanent Shutdown | 805 | 805 | 850 | 2565 | 229.62 | Entergy Nuclear Operations, Inc. | Entergy Nuclear Operations, Inc. | 1967-03-12 | 1971-05-22 | 1971-12-29 | None | None | 2022-05-20 | None | 0.722 | 0.714 | 0.746 | 616
616 | UNITED STATES OF AMERICA | Year Electricity Supplied [GW.h] ... Load Factor [%] Year Electricity Supplied [GW.h] ... Annual Cumulative 0 1973 317.600 ... NaN NaN 1 1974 5168.700 ... NaN NaN 2 1975 1378.500 ... 14.8 14.8 3 1976 1301.100 ... 13.9 14.3 4 1977 5043.100 ... 54.1 27.6 5 1978 5817.800 ... 62.4 36.3 6 1979 7495.700 ... 80.3 45.1 7 1980 6061.300 ... 64.8 48.4 8 1981 4405.300 ... 47.2 48.2 9 1982 7880.900 ... 84.5 52.7 10 1983 2175.500 ... 23.3 49.5 11 1984 7848.490 ... 83.9 52.9 12 1985 1603.030 ... 69.7 53.3 13 1986 Data Not Available - Suspended Operation ... Data Not Available - Suspended Operation Data Not Available - Suspended Operation 14 1987 " ... " " 15 1988 " ... " " 16 1989 " ... " " 17 1990 " ... " " 18 1991 " ... " " 19 1992 " ... " " 20 1993 " ... " " 21 1994 " ... " " 22 1995 " ... " " 23 1996 " ... " " 24 1997 " ... " " 25 1998 " ... " " 26 1999 " ... " " 27 2000 " ... " " 28 2001 " ... " " 29 2002 " ... " " 30 2003 " ... " " 31 2004 " ... " " 32 2005 " ... " " 33 2006 " ... " " 34 2007 4535.280 ... 82.9 54.9 35 2008 8193.050 ... 87.6 57.7 36 2009 8758.700 ... 93.9 60.5 37 2010 8072.300 ... 86.2 62.4 38 2011 8757.410 ... 90.8 64.3 39 2012 8505.980 ... 88.0 65.9 40 2013 9485.990 ... 98.3 67.9 41 2014 8691.410 ... 90.1 69.1 42 2015 9455.320 ... 98.0 70.7 43 2016 8382.890 ... 86.7 71.5 44 2017 9801.350 ... 101.6 73.0 45 2018 8114.120 ... 84.1 73.5 46 2019 10857.300 ... 103.3 75.0 47 2020 9174.120 ... 87.0 75.5 48 2021 10902.220 ... 103.7 76.8 [49 rows x 9 columns] | BROWNS FERRY-1 | BWR | BWR-4 (Mark 1) | Operational | 1065 | 1200 | 1256 | 3458 | 185.46 | Tennessee Valley Authority | Tennessee Valley Authority | 1967-05-01 | 1973-08-17 | 1973-10-15 | 1985-03-19 | 2007-06-02 | None | 1974-12-20 | 0.768 | 0.798 | 0.781 | 617
617 | UNITED STATES OF AMERICA | Year Electricity Supplied [GW.h] ... Load Factor [%] Year Electricity Supplied [GW.h] ... Annual Cumulative 0 1974 1123.800 ... NaN NaN 1 1975 1425.700 ... 7.0 7.0 2 1976 1567.200 ... 16.8 12.3 3 1977 6225.000 ... 66.7 31.5 4 1978 5547.500 ... 59.5 38.8 5 1979 7441.400 ... 79.8 47.2 6 1980 5618.400 ... 60.1 49.4 7 1981 7471.900 ... 80.1 53.9 8 1982 4450.900 ... 47.7 53.1 9 1983 6385.600 ... 68.4 54.8 10 1984 4044.370 ... 43.2 53.7 11 1985 Data Not Available - Suspended Operation ... Data Not Available - Suspended Operation Data Not Available - Suspended Operation 12 1986 " ... " " 13 1987 " ... " " 14 1988 " ... " " 15 1989 " ... " " 16 1990 " ... " " 17 1991 3804.010 ... 69.5 53.7 18 1992 8388.770 ... 89.7 56.8 19 1993 5776.840 ... 61.9 57.2 20 1994 7345.170 ... 78.7 58.8 21 1995 9197.030 ... 98.6 61.5 22 1996 8046.290 ... 86.0 63.1 23 1997 8372.930 ... 89.8 64.7 24 1998 9301.040 ... 99.7 66.7 25 1999 8586.320 ... 89.1 68.0 26 2000 9733.460 ... 99.1 69.6 27 2001 8414.560 ... 85.9 70.4 28 2002 8911.260 ... 91.0 71.4 29 2003 8369.220 ... 85.5 72.1 30 2004 9785.980 ... 99.6 73.3 31 2005 8802.160 ... 89.9 74.0 32 2006 9232.640 ... 94.3 74.8 33 2007 7606.630 ... 78.6 75.0 34 2008 9429.920 ... 97.2 75.8 35 2009 7808.510 ... 80.8 76.0 36 2010 8842.510 ... 91.4 76.5 37 2011 7720.390 ... 79.8 76.6 38 2012 9576.000 ... 98.8 77.3 39 2013 7997.820 ... 82.7 77.5 40 2014 9481.430 ... 98.0 78.1 41 2015 8591.320 ... 88.8 78.4 42 2016 9523.240 ... 98.2 79.0 43 2017 8395.470 ... 86.8 79.2 44 2018 9460.540 ... 97.8 79.7 45 2019 8448.740 ... 83.1 79.8 46 2020 10098.920 ... 95.8 80.2 47 2021 9186.320 ... 87.4 80.4 [48 rows x 9 columns] | BROWNS FERRY-2 | BWR | BWR-4 (Mark 1) | Operational | 1065 | 1200 | 1259 | 3458 | 313.51 | Tennessee Valley Authority | Tennessee Valley Authority | 1967-05-01 | 1974-07-20 | 1974-08-28 | 1985-03-01 | 1991-05-24 | None | 1975-03-01 | 0.804 | 0.839 | 0.832 | 618
618 | UNITED STATES OF AMERICA | Year Electricity Supplied [GW.h] ... Load Factor [%] Year Electricity Supplied [GW.h] ... Annual Cumulative 0 1970 Data from a trial operation not provided ... Data from a trial operation not provided Data from a trial operation not provided 1 1971 2538.600 ... 43.1 43.1 2 1972 5082.400 ... 78.3 62.2 3 1973 3765.500 ... 60.1 61.5 4 1974 4813.100 ... 78.5 65.8 5 1975 4170.900 ... 71.6 66.9 6 1976 4874.200 ... 83.2 69.6 7 1977 4130.200 ... 70.9 69.8 8 1978 3980.000 ... 68.3 69.6 9 1979 4005.100 ... 68.8 69.5 10 1980 3210.900 ... 55.0 68.1 11 1981 3510.800 ... 60.3 67.4 12 1982 2268.400 ... 38.9 65.0 13 1983 3347.500 ... 57.5 64.4 14 1984 224.280 ... 3.8 60.2 15 1985 5239.910 ... 90.0 62.1 16 1986 4799.600 ... 82.4 63.4 17 1987 4235.470 ... 72.7 63.9 18 1988 3182.430 ... 54.5 63.4 19 1989 2790.530 ... 47.9 62.6 20 1990 3319.190 ... 57.0 62.3 21 1991 4792.240 ... 81.3 63.2 22 1992 4062.910 ... 67.7 63.4 23 1993 4193.270 ... 70.1 63.7 24 1994 4655.060 ... 77.8 64.3 25 1995 5033.830 ... 84.1 65.1 26 1996 5460.100 ... 91.0 66.1 27 1997 6197.590 ... 103.6 67.5 28 1998 5505.560 ... 92.0 68.4 29 1999 5684.480 ... 95.0 69.4 30 2000 6237.080 ... 104.0 70.5 31 2001 5515.040 ... 92.2 71.2 32 2002 5606.110 ... 93.7 71.9 33 2003 6439.900 ... 103.5 73.0 34 2004 5742.210 ... 92.1 73.5 35 2005 5770.140 ... 92.8 74.1 36 2006 6442.700 ... 103.6 75.0 37 2007 5737.920 ... 92.3 75.5 38 2008 5429.260 ... 87.0 75.8 39 2009 6473.190 ... 104.1 76.5 40 2010 3598.360 ... 56.7 76.0 41 2011 6363.800 ... 100.3 76.6 42 2012 5388.110 ... 83.2 76.8 43 2013 5696.460 ... 87.8 77.1 44 2014 6159.410 ... 94.9 77.5 45 2015 5723.720 ... 88.2 77.8 46 2016 6432.190 ... 98.8 78.3 47 2017 5930.080 ... 91.4 78.6 48 2018 5278.140 ... 81.3 78.6 49 2019 6376.320 ... 98.2 79.0 50 2020 6124.630 ... 94.1 79.4 51 2021 6361.890 ... 98.0 79.8 [52 rows x 9 columns] | ROBINSON-2 | PWR | WH 3LP (DRYAMB) | Operational | 700 | 741 | 780 | 2339 | 247.41 | PROGRESS ENERGY Carolinas, Inc. | Progress Energy | 1967-04-13 | 1970-09-20 | 1970-09-26 | None | None | None | 1971-03-07 | 0.798 | 0.8 | 0.81 | 619
619 | UNITED STATES OF AMERICA | Year Electricity Supplied [GW.h] Reference Unit Power [MW] Annual Time On Line [h] Operation Factor [%] Energy Availability Factor [%] Load Factor [%] Year Electricity Supplied [GW.h] Reference Unit Power [MW] Annual Time On Line [h] Operation Factor [%] Annual Cumulative Annual Cumulative 0 1971 1465.90 568 3357 59.1 100.0 100.0 50.2 50.2 1 1972 3717.90 580 6975 79.4 100.0 100.0 73.0 65.5 2 1973 3271.60 580 6242 71.3 100.0 100.0 64.4 65.0 3 1974 2925.20 538 6567 75.0 75.0 93.2 62.1 64.2 4 1975 2881.40 538 6322 72.2 61.0 86.4 61.1 63.6 5 1976 3986.20 537 8033 91.4 84.3 86.0 84.5 67.3 6 1977 3570.70 536 7001 79.9 76.0 84.5 76.0 68.6 7 1978 3856.20 536 7638 87.2 81.7 84.1 82.1 70.3 8 1979 4399.70 536 8549 97.6 93.4 85.2 93.7 73.0 9 1980 3455.50 536 6876 78.3 78.2 84.5 73.4 73.0 10 1981 3262.30 536 6362 72.6 72.3 83.4 69.5 72.7 11 1982 2425.10 525 5543 63.3 62.2 81.6 52.7 71.0 12 1983 4147.70 525 8438 96.3 96.3 82.7 90.2 72.5 13 1984 279.13 525 808 9.2 9.2 77.4 6.0 67.7 14 1985 4286.99 536 8028 91.6 91.6 78.4 91.3 69.4 15 1986 3379.91 536 6926 79.1 78.8 78.4 72.0 69.5 16 1987 3535.62 536 7051 80.5 80.2 78.5 75.3 69.9 17 1988 4573.58 536 8759 99.7 99.7 79.7 97.1 71.4 18 1989 2650.40 536 6578 75.1 74.7 79.5 56.4 70.6 19 1990 4505.93 536 8414 96.0 96.0 80.3 96.0 71.9 20 1991 3596.53 536 6996 79.9 79.6 80.3 76.6 72.1 21 1992 4453.67 536 8527 97.1 97.0 81.0 94.6 73.2 22 1993 3864.38 536 7322 83.6 83.4 81.2 82.3 73.6 23 1994 3956.18 536 7508 85.7 85.6 81.3 84.3 74.0 24 1995 4756.26 536 8760 100.0 100.0 82.1 101.3 75.1 25 1996 3872.94 544 7443 84.7 84.8 82.2 81.4 75.4 26 1997 3661.60 544 6609 75.4 75.2 81.9 76.8 75.4 27 1998 4118.93 578 7659 87.4 87.7 82.2 84.9 75.8 28 1999 4649.34 578 8092 92.4 92.4 82.5 91.8 76.4 29 2000 4251.42 578 7332 83.5 83.5 82.6 83.7 76.6 30 2001 3880.58 578 6774 77.3 76.9 82.4 76.6 76.6 31 2002 5015.56 578 8620 98.4 98.4 82.9 99.1 77.4 32 2003 4592.46 578 7969 91.0 90.7 83.2 90.7 77.8 33 2004 5034.88 578 8689 98.9 98.9 83.7 99.2 78.5 34 2005 4474.92 569 7826 89.3 89.4 83.8 89.8 78.8 35 2006 5072.59 572 8760 100.0 100.0 84.3 101.2 79.5 36 2007 4192.27 572 7327 83.6 83.7 84.3 83.7 79.6 37 2008 4878.02 572 8398 95.6 95.6 84.6 97.1 80.1 38 2009 4144.69 572 7421 84.7 84.7 84.6 82.7 80.2 39 2010 4695.11 572 8504 97.1 97.1 84.9 93.7 80.5 40 2011 3358.49 572 6045 69.0 69.0 84.5 67.0 80.2 41 2012 4890.37 578 8552 97.4 97.4 84.8 96.3 80.6 42 2013 2998.28 578 5419 61.8 61.9 84.3 59.2 80.1 43 2014 4323.97 647 8304 94.8 94.8 84.6 76.3 80.0 44 2015 4663.53 647 7407 84.6 84.6 84.6 82.3 80.0 45 2016 5597.76 647 8784 100.0 100.0 85.0 98.5 80.5 46 2017 5159.59 647 8051 91.9 91.9 85.1 91.0 80.8 47 2018 5618.02 628 8691 99.2 99.2 85.5 102.1 81.3 48 2019 4964.57 628 8023 91.6 91.6 85.6 90.2 81.5 49 2020 5593.31 628 8783 100.0 100.0 85.9 101.4 81.9 50 2021 5011.01 628 7962 90.9 90.9 86.0 91.1 82.1 | MONTICELLO | BWR | BWR-3 (Mark 1) | Operational | 545 | 628 | 691 | 2004 | 205.43 | Xcel Energy | Northern States Power Co. (subsidiary of Xcel Energy) | 1967-06-19 | 1970-12-10 | 1971-03-05 | None | None | None | 1971-06-30 | 0.821 | 0.85 | 0.86 | 620
620 | UNITED STATES OF AMERICA | Year Electricity Supplied [GW.h] Reference Unit Power [MW] Annual Time On Line [h] Operation Factor [%] Energy Availability Factor [%] Load Factor [%] Year Electricity Supplied [GW.h] Reference Unit Power [MW] Annual Time On Line [h] Operation Factor [%] Annual Cumulative Annual Cumulative 0 1972 1606.00 815 2637 NaN NaN NaN NaN NaN 1 1973 5208.90 800 7405 84.9 86.4 86.4 74.8 74.8 2 1974 4643.80 800 7232 82.6 82.6 84.3 66.3 70.1 3 1975 2490.90 798 4555 52.0 35.7 67.2 35.6 58.0 4 1976 4320.00 769 7143 81.3 64.0 66.4 64.0 59.5 5 1977 4369.30 769 7118 81.3 64.9 66.1 64.9 60.6 6 1978 4429.10 769 7022 80.2 65.7 66.0 65.8 61.5 7 1979 3993.60 769 7686 87.7 59.3 65.1 59.3 61.1 8 1980 3651.60 769 5486 62.4 62.5 64.8 54.1 60.2 9 1981 3770.70 769 5957 68.0 68.1 65.1 56.0 59.8 10 1982 5062.30 769 7343 83.8 84.0 67.0 75.2 61.3 11 1983 3158.50 769 5620 64.2 64.2 66.8 46.9 60.0 12 1984 4984.45 769 6837 77.8 77.9 67.7 73.8 61.2 13 1985 4560.69 769 6247 71.3 71.3 68.0 67.7 61.7 14 1986 4727.96 769 6399 73.0 74.2 68.4 70.2 62.3 15 1987 4952.99 769 6832 78.0 78.1 69.1 73.5 63.0 16 1988 4178.87 769 6193 70.5 70.6 69.2 61.9 63.0 17 1989 5743.07 769 8363 95.5 95.5 70.7 85.2 64.3 18 1990 4373.60 769 6186 70.6 70.4 70.7 64.9 64.3 19 1991 5285.18 769 7731 88.2 88.3 71.6 78.5 65.0 20 1992 3464.19 769 5621 64.0 64.0 71.2 51.3 64.4 21 1993 3111.82 769 4538 51.8 51.8 70.3 46.2 63.5 22 1994 4013.35 769 5745 65.6 65.7 70.1 59.6 63.3 23 1995 2496.98 769 3966 45.3 45.3 69.0 37.1 62.2 24 1996 4666.84 769 6348 72.3 72.3 69.2 69.1 62.5 25 1997 2627.74 769 3718 42.4 42.3 68.1 39.0 61.5 26 1998 3819.59 769 5095 58.2 58.2 67.7 56.7 61.3 27 1999 6596.69 769 8537 97.4 97.5 68.8 97.9 62.7 28 2000 6220.62 769 8156 92.8 92.9 69.7 92.1 63.8 29 2001 6273.82 769 8058 92.0 91.9 70.4 93.1 64.8 30 2002 6556.83 855 7852 89.6 90.4 71.2 89.8 65.7 31 2003 6975.11 855 8181 93.4 94.0 72.0 93.1 66.6 32 2004 6179.39 855 7955 90.6 90.5 72.6 82.3 67.2 33 2005 7036.91 864 8533 97.4 97.4 73.4 93.0 68.0 34 2006 6611.02 867 8000 91.3 91.3 74.0 87.0 68.7 35 2007 7505.84 867 8720 99.5 99.6 74.8 98.8 69.6 36 2008 6734.60 867 7852 89.4 89.4 75.3 88.4 70.2 37 2009 6909.37 867 8760 100.0 100.0 76.0 91.0 70.8 38 2010 7150.14 892 7849 89.6 89.9 76.4 91.5 71.4 39 2011 8092.34 892 8743 99.8 99.8 77.1 103.6 72.4 40 2012 7375.56 911 8004 91.1 91.1 77.5 92.2 72.9 41 2013 8051.85 911 8723 99.6 99.6 78.1 100.9 73.7 42 2014 7220.77 911 7886 90.0 90.0 78.4 90.5 74.2 43 2015 8042.55 911 8760 100.0 100.0 79.0 100.8 74.9 44 2016 7550.87 911 8336 94.9 94.9 79.4 94.4 75.4 45 2017 7903.72 911 8604 98.2 98.2 79.9 99.0 76.0 46 2018 7424.55 911 8282 94.5 94.7 80.2 93.0 76.4 47 2019 8029.05 911 8760 100.0 100.0 80.7 100.6 77.0 48 2020 7636.48 911 8376 95.4 95.4 81.1 95.4 77.4 49 2021 8073.93 911 8760 100.0 100.0 81.5 101.2 77.9 | QUAD CITIES-2 | BWR | BWR-3 (Mark 1) | Operational | 789 | 911 | 940 | 2957 | 276.72 | None | Exelon Generation Co., LLC | 1967-02-15 | 1972-04-26 | 1972-05-23 | None | None | None | 1973-03-10 | 0.779 | 0.824 | 0.815 | 621
621 | UNITED STATES OF AMERICA | Year Electricity Supplied [GW.h] ... Load Factor [%] Year Electricity Supplied [GW.h] ... Annual Cumulative 0 1970 Data from a trial operation not provided ... Data from a trial operation not provided Data from a trial operation not provided 1 1971 3446.200 ... 75.1 75.1 2 1972 3085.500 ... 67.0 71.0 3 1973 2742.300 ... 63.0 68.5 4 1974 3144.300 ... 72.2 69.4 5 1975 2924.900 ... 69.6 69.4 6 1976 3392.500 ... 78.5 70.9 7 1977 3687.100 ... 85.0 72.9 8 1978 3794.500 ... 87.5 74.7 9 1979 3059.600 ... 70.6 74.2 10 1980 2479.300 ... 57.0 72.5 11 1981 2614.900 ... 60.3 71.4 12 1982 2701.700 ... 62.3 70.7 13 1983 2384.900 ... 55.0 69.5 14 1984 3109.210 ... 73.0 69.7 15 1985 3354.180 ... 79.0 70.3 16 1986 3770.070 ... 88.7 71.4 17 1987 3567.090 ... 84.0 72.2 18 1988 3830.950 ... 89.9 73.1 19 1989 3606.220 ... 84.9 73.7 20 1990 3531.730 ... 83.1 74.2 21 1991 3628.730 ... 85.4 74.7 22 1992 3605.640 ... 84.6 75.2 23 1993 3804.790 ... 89.6 75.8 24 1994 3905.060 ... 91.9 76.4 25 1995 3792.430 ... 89.3 77.0 26 1996 4003.330 ... 94.0 77.6 27 1997 853.500 ... 20.1 75.5 28 1998 2584.220 ... 60.8 75.0 29 1999 3489.330 ... 81.4 75.2 30 2000 4134.620 ... 92.3 75.8 31 2001 3702.100 ... 82.9 76.0 32 2002 3975.790 ... 89.0 76.4 33 2003 4343.000 ... 96.2 77.1 34 2004 3631.040 ... 80.1 77.2 35 2005 3641.040 ... 81.2 77.3 36 2006 4465.630 ... 99.6 77.9 37 2007 3822.300 ... 85.2 78.1 38 2008 3737.010 ... 83.1 78.3 39 2009 4385.380 ... 97.8 78.8 40 2010 3956.140 ... 88.2 79.0 41 2011 3525.040 ... 78.6 79.0 42 2012 5154.430 ... 99.3 79.6 43 2013 4707.210 ... 90.9 79.9 44 2014 4713.100 ... 91.0 80.2 45 2015 5191.570 ... 100.3 80.7 46 2016 4871.110 ... 93.8 81.0 47 2017 4842.860 ... 93.5 81.4 48 2018 5184.300 ... 100.1 81.8 49 2019 4792.600 ... 92.6 82.1 50 2020 4828.760 ... 93.0 82.3 51 2021 5123.070 ... 99.0 82.7 [52 rows x 9 columns] | POINT BEACH-1 | PWR | WH 2LP (DRYAMB) | Operational | 497 | 591 | 640 | 1800 | 190.25 | NextEra Energy Resources, LLC | NextEra Energy Resources, LLC | 1967-07-19 | 1970-11-02 | 1970-11-06 | None | None | None | 1970-12-21 | 0.827 | 0.852 | 0.859 | 622
622 | UNITED STATES OF AMERICA | Year Electricity Supplied [GW.h] Reference Unit Power [MW] Annual Time On Line [h] Operation Factor [%] Energy Availability Factor [%] Load Factor [%] Year Electricity Supplied [GW.h] Reference Unit Power [MW] Annual Time On Line [h] Operation Factor [%] Annual Cumulative Annual Cumulative 0 1976 17.50 330 0 NaN NaN NaN NaN NaN 1 1977 226.10 330 2930 NaN NaN NaN NaN NaN 2 1978 609.20 330 4505 NaN NaN NaN NaN NaN 3 1979 224.80 330 1640 22.2 8.5 8.5 8.5 8.5 4 1980 675.20 330 4707 53.6 54.0 38.7 23.3 18.3 5 1981 755.00 330 4210 48.1 48.9 42.8 26.1 21.4 6 1982 589.30 330 3263 37.2 37.6 41.3 20.4 21.1 7 1983 760.00 330 4626 52.8 53.2 44.0 26.3 22.3 8 1984 84.33 330 659 7.5 7.5 37.3 2.9 18.8 9 1985 0.00 330 0 0.0 0.0 31.6 0.0 15.9 10 1986 76.07 330 1086 12.4 12.4 29.0 2.6 14.1 11 1987 187.97 330 2028 23.2 23.2 28.4 6.5 13.2 12 1988 672.99 330 3486 39.7 39.7 29.5 23.2 14.3 13 1989 541.29 330 2703 46.4 46.4 30.6 28.1 15.2 | FORT ST. VRAIN | HTGR | None | Permanent Shutdown | 330 | 330 | 342 | 842 | 5.42 | None | None | 1968-09-01 | 1974-01-31 | 1976-12-11 | None | None | 1989-08-29 | 1979-07-01 | 0.152 | 0.311 | 0.306 | 623
623 | UNITED STATES OF AMERICA | Year Electricity Supplied [GW.h] Reference Unit Power [MW] Annual Time On Line [h] Operation Factor [%] Energy Availability Factor [%] Load Factor [%] Year Electricity Supplied [GW.h] Reference Unit Power [MW] Annual Time On Line [h] Operation Factor [%] Annual Cumulative Annual Cumulative 0 1973 2200.00 659 4226 75.9 70.5 70.5 67.3 67.3 1 1974 4230.30 920 5141 58.7 100.0 92.2 52.5 56.4 2 1975 5299.30 871 6672 76.2 69.5 82.9 69.4 61.8 3 1976 4003.50 871 5029 57.2 52.4 74.0 52.3 59.0 4 1977 3949.00 860 5455 62.3 52.5 69.2 52.4 57.6 5 1978 5054.40 860 6299 71.9 67.1 68.8 67.1 59.3 6 1979 5003.10 860 6220 71.0 66.4 68.4 66.4 60.4 7 1980 5118.30 860 6634 75.5 76.2 69.5 67.8 61.4 8 1981 3023.20 860 3657 41.8 42.9 66.4 40.1 58.9 9 1982 5152.80 860 6335 72.3 73.5 67.1 68.4 59.9 10 1983 5672.00 860 6804 77.7 78.4 68.2 75.3 61.3 11 1984 6173.71 860 7312 83.2 83.6 69.5 81.7 63.1 12 1985 7065.96 860 8424 96.2 96.2 71.7 93.8 65.6 13 1986 4793.94 860 5870 67.0 70.2 71.6 63.6 65.4 14 1987 5031.13 860 6693 76.4 76.8 71.9 66.8 65.5 15 1988 7192.19 846 8742 99.5 99.5 73.7 96.8 67.5 16 1989 5943.13 846 7264 82.9 83.0 74.2 80.2 68.3 17 1990 6454.83 846 7751 88.5 88.5 75.0 87.1 69.3 18 1991 6022.45 846 7245 82.7 82.7 75.4 81.3 70.0 19 1992 6277.69 846 7494 85.3 85.3 76.0 84.5 70.7 20 1993 6525.05 846 7833 89.4 89.4 76.6 88.0 71.6 21 1994 6088.71 846 7302 83.4 83.4 76.9 82.2 72.0 22 1995 6360.47 846 7537 86.0 86.1 77.3 85.8 72.6 23 1996 5566.97 846 6606 75.2 75.2 77.2 74.9 72.7 24 1997 3194.22 846 4482 51.2 51.3 76.2 43.1 71.5 25 1998 5996.40 846 7255 82.8 82.8 76.4 80.9 71.9 26 1999 6212.59 846 7383 84.3 85.1 76.8 83.8 72.4 27 2000 6312.68 846 7445 84.8 84.8 77.0 85.0 72.8 28 2001 6962.62 846 8210 93.7 94.0 77.6 94.0 73.5 29 2002 6607.46 846 7788 88.9 88.9 78.0 89.2 74.1 30 2003 5258.63 846 6288 71.8 71.8 77.8 71.0 74.0 31 2004 7260.23 846 8549 97.3 97.3 78.4 97.7 74.7 32 2005 6728.57 846 7879 89.9 90.0 78.8 90.8 75.2 33 2006 5819.36 846 6884 78.6 78.6 78.8 78.5 75.3 34 2007 7335.72 846 8562 97.7 97.7 79.3 99.0 76.0 35 2008 6222.80 846 7564 86.1 86.1 79.5 83.7 76.2 36 2009 6316.65 846 7393 84.4 84.4 79.6 85.2 76.4 37 2010 7433.77 846 8695 99.3 99.3 80.2 100.3 77.1 38 2011 5876.33 846 6917 79.0 79.0 80.1 79.3 77.1 39 2012 6701.97 846 7902 90.0 90.0 80.4 90.2 77.5 40 2013 7075.28 846 8260 94.3 94.3 80.7 95.5 77.9 41 2014 6718.01 846 7880 90.0 90.0 81.0 90.6 78.2 42 2015 7436.93 846 8760 100.0 100.0 81.4 100.4 78.7 43 2016 6472.06 846 7669 87.3 87.3 81.5 87.1 78.9 44 2017 7356.78 847 8583 98.0 98.0 81.9 99.2 79.4 45 2018 6745.64 847 7918 90.4 90.4 82.1 90.9 79.6 46 2019 7498.64 847 8760 100.0 100.0 82.5 101.1 80.1 47 2020 6859.97 847 8011 91.2 91.2 82.6 92.2 80.3 48 2021 7558.02 847 8760 100.0 100.0 83.0 101.9 80.8 | OCONEE-1 | PWR | B&W LLP (DRYAMB) | Operational | 887 | 847 | 891 | 2568 | 291.54 | Duke Energy Corp. | Duke Energy Corp. | 1967-11-06 | 1973-04-19 | 1973-05-06 | None | None | None | 1973-07-15 | 0.808 | 0.827 | 0.83 | 624
624 | UNITED STATES OF AMERICA | Year Electricity Supplied [GW.h] Reference Unit Power [MW] Annual Time On Line [h] Operation Factor [%] Energy Availability Factor [%] Load Factor [%] Year Electricity Supplied [GW.h] Reference Unit Power [MW] Annual Time On Line [h] Operation Factor [%] Annual Cumulative Annual Cumulative 0 1973 152.30 886 526 NaN NaN NaN NaN NaN 1 1974 2115.50 920 2786 61.9 100.0 100.0 54.6 54.6 2 1975 4970.60 871 6398 73.0 65.2 74.3 65.2 62.4 3 1976 4232.60 871 5483 62.4 55.4 66.2 55.3 59.4 4 1977 3830.00 860 5315 60.7 50.9 61.7 50.8 56.9 5 1978 4786.20 860 6155 70.3 63.5 62.1 63.5 58.4 6 1979 5968.20 860 7532 86.0 79.2 65.3 79.2 62.2 7 1980 3882.00 860 5397 61.4 62.0 64.8 51.4 60.5 8 1981 5198.90 860 7050 80.5 81.0 67.0 69.0 61.7 9 1982 3447.70 860 4580 52.3 53.5 65.4 45.8 59.8 10 1983 5147.00 860 6348 72.5 73.2 66.2 68.3 60.7 11 1984 7297.96 860 8784 100.0 100.0 69.5 96.6 64.2 12 1985 5059.95 860 6654 76.0 76.3 70.1 67.2 64.4 13 1986 5803.10 860 7169 81.8 81.4 71.0 77.0 65.4 14 1987 6228.69 860 8565 97.8 98.0 73.0 82.7 66.7 15 1988 5539.98 846 6880 78.3 78.4 73.4 74.6 67.3 16 1989 6013.10 846 7272 83.0 83.1 74.0 81.1 68.2 17 1990 6269.36 846 7469 85.3 85.3 74.7 84.6 69.2 18 1991 7427.94 846 8760 100.0 100.0 76.1 100.2 70.9 19 1992 5946.93 846 7103 80.9 80.9 76.4 80.0 71.4 20 1993 6236.28 846 7352 83.9 84.0 76.8 84.2 72.0 21 1994 6148.50 846 7292 83.2 83.3 77.1 83.0 72.6 22 1995 6973.94 846 8263 94.3 94.4 77.9 94.1 73.6 23 1996 4431.97 846 5304 60.4 60.4 77.1 59.6 73.0 24 1997 5876.79 846 6974 79.6 79.7 77.2 79.3 73.2 25 1998 5654.70 846 6776 77.4 77.4 77.2 76.3 73.4 26 1999 6257.60 846 7374 84.2 84.2 77.5 84.4 73.8 27 2000 7499.52 846 8784 100.0 100.0 78.3 100.9 74.8 28 2001 6688.42 846 7836 89.4 89.4 78.7 90.2 75.4 29 2002 6611.11 846 7743 88.4 88.4 79.1 89.2 75.8 30 2003 7568.72 846 8760 100.0 100.0 79.8 102.1 76.7 31 2004 5676.11 846 6652 75.7 75.8 79.6 76.4 76.7 32 2005 6672.33 846 7808 89.1 89.1 80.0 90.0 77.1 33 2006 7391.88 846 8552 97.6 97.6 80.5 99.7 77.8 34 2007 6768.99 846 7878 89.9 90.0 80.8 91.3 78.2 35 2008 6392.52 846 7470 85.0 85.1 80.9 86.0 78.5 36 2009 7606.99 846 8760 100.0 100.0 81.4 102.6 79.1 37 2010 6734.26 846 7829 89.4 89.4 81.6 90.9 79.5 38 2011 6858.68 846 8097 92.4 92.4 81.9 92.6 79.8 39 2012 7537.01 846 8756 99.7 99.7 82.4 101.4 80.4 40 2013 6396.65 846 7455 85.1 85.1 82.5 86.3 80.5 41 2014 7539.58 846 8711 99.4 99.4 82.9 101.7 81.0 42 2015 6949.48 848 8082 92.3 92.3 83.1 93.6 81.3 43 2016 7609.83 848 8784 100.0 100.0 83.5 102.2 81.8 44 2017 6869.61 848 8045 91.8 91.8 83.7 92.5 82.1 45 2018 7581.17 848 8760 100.0 100.0 84.1 102.1 82.5 46 2019 6798.42 848 7955 90.8 90.8 84.2 91.5 82.7 47 2020 7670.16 848 8783 100.0 100.0 84.6 103.0 83.2 48 2021 6786.82 848 8106 92.5 92.5 84.7 91.4 83.3 | OCONEE-2 | PWR | B&W LLP (DRYAMB) | Operational | 887 | 848 | 891 | 2568 | 294.13 | Duke Energy Corp. | Duke Energy Corp. | 1967-11-06 | 1973-11-11 | 1973-12-05 | None | None | None | 1974-09-09 | 0.833 | 0.852 | 0.847 | 625
625 | UNITED STATES OF AMERICA | Year Electricity Supplied [GW.h] Reference Unit Power [MW] Annual Time On Line [h] Operation Factor [%] Energy Availability Factor [%] Load Factor [%] Year Electricity Supplied [GW.h] Reference Unit Power [MW] Annual Time On Line [h] Operation Factor [%] Annual Cumulative Annual Cumulative 0 1972 459.00 514 1842 79.3 100.0 100.0 48.0 48.0 1 1973 1814.50 468 5354 61.1 70.3 72.8 44.3 44.6 2 1974 2482.70 514 6495 74.1 55.4 64.1 55.1 49.9 3 1975 3561.30 504 7689 87.8 80.5 69.5 80.7 60.0 4 1976 3260.20 504 6776 77.1 73.5 70.5 73.6 63.4 5 1977 3537.90 504 7456 85.1 79.8 72.3 80.1 66.7 6 1978 3240.70 504 6649 75.9 73.4 72.5 73.4 67.8 7 1979 3449.00 504 7194 82.1 77.4 73.2 78.1 69.3 8 1980 2978.80 504 6271 71.4 72.0 73.1 67.3 69.0 9 1981 3568.50 504 7407 84.6 84.8 74.4 80.8 70.3 10 1982 4174.30 504 8406 96.0 96.7 76.6 94.6 72.8 11 1983 2874.50 504 6072 69.3 69.8 76.0 65.1 72.1 12 1984 3335.83 504 6933 78.9 79.0 76.2 75.4 72.3 13 1985 2999.40 504 6287 71.8 71.8 75.9 67.9 72.0 14 1986 2058.43 504 4280 48.9 48.9 74.0 46.6 70.2 15 1987 3536.41 504 7288 83.2 83.2 74.6 80.1 70.8 16 1988 4113.84 504 8333 94.9 94.9 75.8 92.9 72.2 17 1989 3606.78 504 7372 84.2 84.4 76.4 81.7 72.8 18 1990 3616.27 504 7392 84.4 84.7 76.8 81.9 73.3 19 1991 4108.31 504 8200 93.6 93.7 77.7 93.0 74.3 20 1992 3734.59 504 7680 87.4 87.6 78.2 84.4 74.8 21 1993 3372.15 504 6860 78.3 78.6 78.2 76.4 74.9 22 1994 4315.55 504 8600 98.2 98.2 79.1 97.8 75.9 23 1995 3858.50 510 7554 86.2 86.6 79.4 86.8 76.4 24 1996 3798.79 510 7422 84.5 84.9 79.7 84.8 76.8 25 1997 4266.87 510 8358 95.4 95.6 80.3 95.5 77.5 26 1998 3358.70 510 6690 76.4 76.6 80.2 75.2 77.4 27 1999 4059.11 510 7936 90.6 90.5 80.6 90.9 77.9 28 2000 4548.07 510 8738 99.5 99.5 81.2 101.5 78.8 29 2001 4171.12 510 8145 93.0 93.1 81.7 93.4 79.3 30 2002 3962.62 510 7966 90.9 91.0 82.0 88.7 79.6 31 2003 4444.15 510 8612 98.3 98.3 82.5 99.5 80.2 32 2004 3858.02 510 7599 86.5 86.6 82.6 86.1 80.4 33 2005 4106.45 506 8212 93.7 93.8 83.0 92.6 80.8 34 2006 5106.56 605 8760 100.0 100.0 83.5 104.5 81.6 35 2007 4703.73 620 8114 92.6 92.6 83.8 86.6 81.7 36 2008 4895.05 620 8253 94.0 94.0 84.2 89.9 82.0 37 2009 5360.61 620 8760 100.0 100.0 84.7 98.7 82.6 38 2010 4782.47 620 7946 90.7 90.7 84.9 88.1 82.7 39 2011 4924.22 620 8152 93.1 93.1 85.1 90.7 83.0 40 2012 5016.28 605 8784 100.0 100.0 85.6 94.4 83.3 41 2013 4866.02 605 8123 92.7 92.7 85.8 91.8 83.5 42 2014 5083.96 605 8700 99.9 99.3 86.1 96.5 83.9 | VERMONT YANKEE | BWR | BWR-4 (Mark 1) | Permanent Shutdown | 514 | 605 | 635 | 1912 | 163.39 | Entergy Nuclear Operations, Inc. | Entergy Nuclear Operations, Inc. | 1967-12-11 | 1972-03-24 | 1972-09-20 | None | None | 2014-12-29 | 1972-11-30 | 0.839 | 0.863 | 0.861 | 626
626 | UNITED STATES OF AMERICA | Year Electricity Supplied [GW.h] Reference Unit Power [MW] Annual Time On Line [h] Operation Factor [%] Energy Availability Factor [%] Load Factor [%] Year Electricity Supplied [GW.h] Reference Unit Power [MW] Annual Time On Line [h] Operation Factor [%] Annual Cumulative Annual Cumulative 0 1976 3.20 1090 0 NaN NaN NaN NaN NaN 1 1977 3398.20 1079 2432 54.5 42.8 42.8 42.8 42.8 2 1978 4537.00 1079 4862 55.5 48.0 46.2 48.0 46.2 3 1979 2084.30 1079 2231 25.5 22.0 36.6 22.0 36.6 4 1980 5689.80 1079 6075 69.2 69.5 46.0 60.0 43.3 5 1981 6191.30 1079 6839 78.1 78.5 53.2 65.5 48.2 6 1982 4107.40 1079 4192 47.8 47.0 52.1 43.5 47.4 7 1983 5408.80 1079 5127 58.5 57.6 52.9 57.2 48.9 8 1984 2160.15 1079 2378 27.1 27.1 49.5 22.8 45.4 9 1985 9007.51 1079 8345 95.3 95.2 54.8 95.3 51.2 10 1986 7084.01 1106 6921 79.0 78.6 57.3 74.6 53.7 11 1987 6216.61 1106 6362 72.6 72.6 58.8 64.2 54.7 12 1988 7418.56 1106 6841 77.9 77.9 60.5 76.4 56.7 13 1989 6213.35 1106 6059 69.2 69.2 61.2 64.1 57.3 14 1990 5999.21 1106 5868 67.0 67.0 61.7 61.9 57.6 15 1991 6810.28 1106 6479 74.0 74.0 62.5 70.3 58.5 16 1992 5307.84 1106 5090 58.0 58.0 62.2 54.6 58.2 17 1993 5870.60 1106 5746 65.6 65.6 62.4 60.6 58.4 18 1994 5779.31 1106 5865 67.0 67.0 62.7 59.6 58.5 19 1995 2554.43 1106 2632 30.0 30.1 60.9 26.4 56.7 20 1996 0.00 1106 0 0.0 0.0 57.8 0.0 53.8 21 1997 0.00 1106 0 0.0 0.0 54.9 0.0 51.1 22 1998 6475.62 1106 6199 70.8 70.8 55.6 66.8 51.8 23 1999 8009.17 1106 7663 87.5 87.5 57.1 82.7 53.2 24 2000 8952.64 1106 8328 94.8 94.8 58.7 92.2 54.9 25 2001 7709.42 1096 7116 81.2 80.9 59.6 80.8 56.0 26 2002 8620.57 1096 7855 89.7 89.5 60.8 89.8 57.3 27 2003 9096.68 1096 8401 95.9 95.8 62.1 94.8 58.7 28 2004 7452.71 1159 6766 77.0 77.6 62.7 75.2 59.3 29 2005 9440.58 1111 8105 92.5 92.5 63.7 97.0 60.7 30 2006 10228.09 1174 8725 99.6 99.6 65.0 99.4 62.1 31 2007 9158.51 1174 8013 91.5 91.5 66.0 89.0 63.0 32 2008 9333.79 1174 8053 91.7 91.7 66.8 90.5 63.9 33 2009 10221.76 1174 8735 99.7 99.7 67.9 99.4 65.1 34 2010 8776.60 1174 7653 87.4 87.4 68.5 85.3 65.7 35 2011 8835.77 1174 7847 89.6 89.6 69.2 85.9 66.4 36 2012 9896.78 1168 8472 96.4 96.5 70.0 96.5 67.2 37 2013 9124.16 1168 7692 87.8 87.8 70.5 89.2 67.9 38 2014 8891.48 1168 7657 87.4 87.4 71.0 86.9 68.4 39 2015 9778.02 1169 8593 98.1 98.1 71.7 95.5 69.1 40 2016 7002.31 1169 6214 70.7 70.7 71.7 68.2 69.1 41 2017 9275.70 1169 7964 90.9 90.9 72.2 90.6 69.7 42 2018 10204.37 1169 8760 100.0 100.0 72.9 99.6 70.4 43 2019 7990.30 1169 7153 81.7 81.7 73.1 78.0 70.6 44 2020 7142.17 1169 6225 70.9 70.9 73.0 69.6 70.6 45 2021 10176.69 1169 8760 100.0 100.0 73.7 99.4 71.3 | SALEM-1 | PWR | WH 4LP (DRYAMB) | Operational | 1090 | 1169 | 1254 | 3459 | 312.04 | PSEG Power, Inc. | PSEG Nuclear, LLC | 1968-09-25 | 1976-12-11 | 1976-12-25 | None | None | None | 1977-06-30 | 0.713 | 0.736 | 0.737 | 627
627 | UNITED STATES OF AMERICA | Year Electricity Supplied [GW.h] Reference Unit Power [MW] Annual Time On Line [h] Operation Factor [%] Energy Availability Factor [%] Load Factor [%] Year Electricity Supplied [GW.h] Reference Unit Power [MW] Annual Time On Line [h] Operation Factor [%] Annual Cumulative Annual Cumulative 0 1984 204.00 1084 814 NaN NaN NaN NaN NaN 1 1985 5234.23 1073 5206 90.8 90.8 90.8 85.1 85.1 2 1986 5316.22 1073 5757 65.7 65.7 75.7 56.6 67.8 3 1987 8284.20 1073 8340 95.2 95.3 83.0 88.1 75.5 4 1988 5276.12 1073 5555 63.2 34.6 69.8 56.0 70.1 5 1989 7199.90 1073 7069 80.7 80.7 72.1 76.6 71.5 6 1990 8713.52 1073 8425 96.2 96.2 76.4 92.7 75.3 7 1991 7366.28 1073 7125 81.3 80.4 77.0 78.4 75.7 8 1992 7454.72 1073 7224 82.2 82.3 77.7 79.1 76.2 9 1993 9028.01 1073 8630 98.5 98.5 80.1 96.0 78.5 10 1994 7371.98 1073 6991 79.8 79.8 80.0 78.4 78.5 11 1995 7451.75 1073 7175 81.9 81.9 80.2 79.3 78.5 12 1996 8786.81 1073 8316 94.7 94.7 81.5 93.2 79.8 13 1997 8195.01 1073 7700 87.9 87.9 82.0 87.2 80.4 14 1998 8967.83 1073 8564 97.8 97.8 83.1 95.4 81.5 15 1999 8224.84 1073 7764 88.6 88.7 83.5 87.5 81.9 16 2000 7853.51 1073 7485 85.2 85.2 83.6 83.3 82.0 17 2001 9504.59 1087 8708 99.4 99.4 84.6 100.0 83.1 18 2002 7048.21 1087 6652 75.9 76.0 84.1 74.0 82.6 19 2003 9585.43 1087 8760 100.0 100.0 85.0 100.7 83.5 20 2004 7233.89 1087 6869 78.2 78.2 84.6 75.8 83.1 21 2005 8323.35 1087 7775 88.8 88.8 84.8 87.4 83.4 22 2006 9944.98 1122 8760 100.0 100.0 85.5 101.2 84.2 23 2007 8868.35 1122 7870 89.8 89.9 85.7 90.2 84.5 24 2008 9884.24 1122 8784 100.0 100.0 86.4 100.3 85.2 25 2009 8237.57 1122 7295 83.3 83.3 86.2 83.8 85.1 26 2010 8677.45 1122 7753 88.5 88.5 86.3 88.3 85.2 27 2011 9916.75 1122 8760 100.0 100.0 86.9 100.9 85.8 28 2012 8295.66 1122 7450 84.8 84.8 86.8 84.2 85.8 29 2013 9653.45 1122 8606 98.2 98.2 87.2 98.2 86.2 30 2014 8556.89 1122 7652 87.4 87.4 87.2 87.1 86.3 31 2015 8793.72 1138 7828 89.4 89.5 87.3 88.2 86.3 32 2016 9974.63 1138 8784 100.0 100.0 87.7 99.8 86.8 33 2017 8204.54 1138 7296 83.3 83.3 87.6 82.3 86.6 34 2018 9733.67 1138 8760 100.0 100.0 87.9 97.6 87.0 35 2019 8871.17 1138 7886 90.0 90.0 88.0 89.0 87.0 36 2020 8910.57 1138 8064 91.8 91.8 88.1 89.1 87.1 37 2021 9827.85 1138 8760 100.0 100.0 88.4 98.6 87.4 | DIABLO CANYON-1 | PWR | WH 4LP (DRYAMB) | Operational | 1084 | 1138 | 1197 | 3411 | 308.69 | PG&E Corporation | Pacific Gas and Electric Company | 1968-04-23 | 1984-04-29 | 1984-11-11 | None | None | None | 1985-05-07 | 0.874 | 0.891 | 0.884 | 628
628 | UNITED STATES OF AMERICA | Year Electricity Supplied [GW.h] Reference Unit Power [MW] Annual Time On Line [h] Operation Factor [%] Energy Availability Factor [%] Load Factor [%] Year Electricity Supplied [GW.h] Reference Unit Power [MW] Annual Time On Line [h] Operation Factor [%] Annual Cumulative Annual Cumulative 0 1974 4982.70 1050 6162 90.6 90.6 90.6 78.9 78.9 1 1975 5082.50 1051 6638 75.8 55.3 67.1 55.2 63.2 2 1976 5580.40 1051 5998 68.3 60.5 64.4 60.4 62.1 3 1977 4051.60 1051 4836 55.2 44.0 58.6 44.0 56.9 4 1978 6793.60 1051 7299 83.3 73.8 62.0 73.8 60.7 5 1979 8574.40 1051 8295 94.7 92.9 67.6 93.1 66.6 6 1980 4372.60 1051 4529 51.6 50.0 64.9 47.4 63.6 7 1981 6635.30 1051 6938 79.2 78.5 66.7 72.1 64.7 8 1982 4816.80 1051 5089 58.1 56.5 65.5 52.3 63.3 9 1983 4481.10 1051 4461 50.9 49.0 63.8 48.7 61.7 10 1984 2465.82 1051 2544 29.0 28.8 60.4 26.7 58.4 11 1985 2378.20 1051 2570 29.3 28.7 57.7 25.8 55.6 12 1986 6896.57 1051 7010 80.0 79.8 59.4 74.9 57.1 13 1987 1599.91 1051 1724 19.7 16.5 56.3 17.4 54.2 14 1988 0.00 1051 0 0.0 0.0 52.4 0.0 50.4 15 1989 3880.86 1051 4735 54.0 52.3 52.4 42.2 49.9 16 1990 6699.80 1055 6977 79.6 78.9 54.0 72.5 51.3 17 1991 5120.97 1055 5277 60.2 58.8 54.3 55.4 51.5 18 1992 5677.94 1055 5811 66.2 64.9 54.8 61.3 52.0 19 1993 7704.08 1055 7571 86.4 85.9 56.4 83.5 53.6 20 1994 7450.65 1093 7783 88.8 88.8 58.0 80.6 55.0 21 1995 9363.44 1093 8598 98.2 98.2 60.0 97.8 57.0 22 1996 7660.56 1093 8176 93.1 93.1 61.5 79.8 58.1 23 1997 9570.35 1093 8663 98.9 98.9 63.1 100.0 59.9 24 1998 7658.77 1093 7923 90.4 90.4 64.3 80.0 60.8 25 1999 9462.31 1093 8635 98.6 98.6 65.7 98.8 62.3 26 2000 8523.01 1093 8169 93.0 93.0 66.7 88.8 63.3 27 2001 9369.24 1093 8563 97.8 97.8 67.9 97.8 64.6 28 2002 8838.93 1093 8149 93.0 93.0 68.8 92.3 65.6 29 2003 9265.77 1112 8430 96.2 96.3 69.8 94.9 66.7 30 2004 8886.06 1112 8066 91.8 91.8 70.5 91.0 67.5 31 2005 9615.14 1112 8569 97.8 97.8 71.4 98.7 68.5 32 2006 9088.33 1112 8172 93.3 93.3 72.1 93.3 69.3 33 2007 9867.90 1112 8737 100.0 100.0 73.0 101.6 70.3 34 2008 8750.03 1112 7914 90.1 90.1 73.5 89.6 70.9 35 2009 9941.74 1112 8760 100.0 100.0 74.3 102.1 71.8 36 2010 9000.11 1122 8139 92.9 93.0 74.8 91.6 72.4 37 2011 9978.33 1122 8760 100.0 100.0 75.5 101.5 73.2 38 2012 8671.08 1125 7832 89.2 89.2 75.9 87.9 73.6 39 2013 10103.52 1125 8760 100.0 100.0 76.5 102.5 74.3 40 2014 8641.88 1125 7685 87.7 87.7 76.8 87.7 74.7 41 2015 10762.56 1308 8692 99.2 99.3 77.4 99.7 75.4 42 2016 10476.69 1308 8322 94.7 94.7 77.9 91.2 75.8 43 2017 11313.07 1308 8760 100.0 100.0 78.5 98.7 76.4 44 2018 10784.58 1308 8395 95.8 96.1 79.0 94.1 76.9 45 2019 11534.21 1300 8760 100.0 100.0 79.5 101.3 77.6 46 2020 10211.82 1300 8111 92.3 92.3 79.9 89.4 77.8 47 2021 11337.91 1300 8724 99.6 99.6 80.3 99.6 78.4 | PEACH BOTTOM-2 | BWR | BWR-4 (Mark 1) | Operational | 1065 | 1300 | 1412 | 3951 | 362.24 | None | Exelon Generation Co., LLC | 1968-01-31 | 1973-09-16 | 1974-02-18 | None | None | None | 1974-07-05 | 0.784 | 0.808 | 0.803 | 629
629 | UNITED STATES OF AMERICA | Year Electricity Supplied [GW.h] Reference Unit Power [MW] Annual Time On Line [h] Operation Factor [%] Energy Availability Factor [%] Load Factor [%] Year Electricity Supplied [GW.h] Reference Unit Power [MW] Annual Time On Line [h] Operation Factor [%] Annual Cumulative Annual Cumulative 0 1974 1095.30 1035 1902 NaN NaN NaN NaN NaN 1 1975 5282.40 1035 7520 85.8 58.2 58.2 58.3 58.3 2 1976 6056.80 1035 6829 77.7 66.7 62.4 66.6 62.4 3 1977 4787.80 1035 5450 62.2 52.8 59.2 52.8 59.2 4 1978 6973.60 1035 7412 84.6 76.9 63.7 76.9 63.6 5 1979 6110.40 1035 6500 74.2 67.2 64.4 67.4 64.4 6 1980 7233.40 1035 7089 80.7 79.7 66.9 79.6 66.9 7 1981 3171.10 1035 3201 36.5 33.0 62.1 35.0 62.4 8 1982 8532.30 1035 8372 95.6 95.4 66.2 94.1 66.3 9 1983 2465.70 1035 2714 31.0 27.1 61.9 27.2 62.0 10 1984 7445.52 1035 7545 85.9 85.2 64.2 81.9 64.0 11 1985 3320.84 1035 3988 45.5 45.1 62.5 36.6 61.5 12 1986 4858.84 1035 5542 63.3 60.9 62.4 53.6 60.8 13 1987 1507.72 1035 1658 18.9 14.4 58.7 16.6 57.4 14 1988 0.00 1035 0 0.0 0.0 54.5 0.0 53.3 15 1989 247.31 1035 472 5.4 0.1 50.8 2.7 50.0 16 1990 7534.10 1035 7684 87.7 87.1 53.1 83.1 52.0 17 1991 5118.92 1035 5212 59.5 57.3 53.4 56.5 52.3 18 1992 7180.95 1035 7391 84.1 83.6 55.0 79.0 53.8 19 1993 6314.03 1035 6594 75.3 73.9 56.0 69.6 54.6 20 1994 8867.35 1035 8588 98.0 97.9 58.1 97.8 56.8 21 1995 7172.49 1093 7929 90.5 90.1 59.7 78.0 57.8 22 1996 9424.69 1093 8627 98.2 98.2 61.5 98.2 59.7 23 1997 7566.58 1093 7909 90.3 90.3 62.8 79.0 60.6 24 1998 8823.63 1093 8172 93.3 93.3 64.2 92.2 62.0 25 1999 8558.61 1093 8100 92.5 92.5 65.4 89.4 63.1 26 2000 9556.78 1093 8722 99.3 99.3 66.7 99.5 64.6 27 2001 8524.44 1093 8153 93.1 93.1 67.7 89.0 65.5 28 2002 9647.38 1093 8740 99.8 99.8 68.9 100.8 66.8 29 2003 8937.81 1112 8089 92.3 92.4 69.8 92.9 67.8 30 2004 9989.10 1112 8784 100.0 100.0 70.8 102.3 69.0 31 2005 8848.91 1112 8105 92.5 92.6 71.6 90.8 69.7 32 2006 9912.75 1112 8760 100.0 100.0 72.5 101.8 70.8 33 2007 9030.82 1112 8207 93.7 93.7 73.2 92.7 71.5 34 2008 9830.48 1112 8729 99.4 99.4 74.0 100.6 72.4 35 2009 8668.09 1112 7888 90.0 90.1 74.5 89.0 72.9 36 2010 9759.27 1112 8640 98.6 98.6 75.2 100.2 73.7 37 2011 8873.28 1122 7952 90.8 90.8 75.6 91.0 74.2 38 2012 10148.35 1138 8784 100.0 100.0 76.3 101.5 74.9 39 2013 8673.15 1138 7656 87.4 87.4 76.6 87.0 75.3 40 2014 10124.97 1138 8757 100.0 100.0 77.2 101.6 76.0 41 2015 9101.27 1308 8006 91.4 91.5 77.6 90.2 76.3 42 2016 11406.74 1309 8784 100.0 100.0 78.2 99.2 77.0 43 2017 10421.37 1309 8378 95.6 95.6 78.7 90.9 77.4 44 2018 10895.50 1251 8384 95.7 95.7 79.2 99.5 78.0 45 2019 10761.63 1331 8377 95.6 95.9 79.6 92.3 78.4 46 2020 11580.52 1331 8783 100.0 100.0 80.2 99.0 78.9 47 2021 10584.21 1331 8458 96.6 96.6 80.6 90.8 79.2 | PEACH BOTTOM-3 | BWR | BWR-4 (Mark 1) | Operational | 1065 | 1331 | 1412 | 3951 | 359.69 | None | Exelon Generation Co., LLC | 1968-01-31 | 1974-08-07 | 1974-09-01 | None | None | None | 1974-12-23 | 0.792 | 0.815 | 0.806 | 630
630 | UNITED STATES OF AMERICA | Year Electricity Supplied [GW.h] Reference Unit Power [MW] Annual Time On Line [h] Operation Factor [%] Energy Availability Factor [%] Load Factor [%] Year Electricity Supplied [GW.h] Reference Unit Power [MW] Annual Time On Line [h] Operation Factor [%] Annual Cumulative Annual Cumulative 0 1972 407.60 788 1048 NaN NaN NaN NaN NaN 1 1973 3479.70 788 5377 61.4 61.9 61.9 50.4 50.4 2 1974 3318.10 788 4800 54.8 54.8 58.3 48.1 49.2 3 1975 3858.40 788 5343 61.2 56.1 57.6 56.0 51.5 4 1976 4396.80 788 6010 68.4 63.6 59.1 63.5 54.5 5 1977 5023.90 776 6661 76.0 74.0 62.0 73.9 58.4 6 1978 4704.20 775 6291 71.8 69.3 63.2 69.3 60.2 7 1979 2255.10 775 3045 34.8 33.2 59.0 33.2 56.3 8 1980 2472.60 775 3762 42.8 42.2 56.9 36.3 53.8 9 1981 2377.40 775 3403 38.8 39.0 54.9 35.0 51.8 10 1982 5483.10 775 7776 88.8 89.2 58.3 80.8 54.7 11 1983 3517.10 775 5010 57.2 56.3 58.2 51.8 54.4 12 1984 3334.11 775 5138 58.5 58.2 58.2 49.0 54.0 13 1985 5618.28 781 7827 89.4 89.3 60.6 82.3 56.1 14 1986 4488.63 781 6013 68.6 68.1 61.1 65.6 56.8 15 1987 4633.40 781 6113 69.8 70.1 61.7 67.7 57.5 16 1988 2685.03 781 3632 41.4 18.7 59.0 39.1 56.4 17 1989 3170.53 781 4217 48.1 46.8 58.3 46.3 55.8 18 1990 4772.20 781 6655 76.0 74.9 59.2 69.8 56.6 19 1991 6590.94 781 8760 100.0 100.0 61.4 96.3 58.7 20 1992 5223.79 781 7033 80.1 79.6 62.3 76.2 59.5 21 1993 6229.24 781 8402 95.9 95.9 63.9 91.0 61.0 22 1994 4881.92 781 6560 74.9 74.3 64.4 71.4 61.5 23 1995 5746.95 801 7505 85.7 85.4 65.3 83.6 62.5 24 1996 7137.78 801 8784 100.0 100.0 66.8 101.4 64.1 25 1997 5640.47 801 7067 80.7 80.7 67.3 80.4 64.8 26 1998 5752.38 801 7170 81.8 81.9 67.9 82.0 65.5 27 1999 7116.20 801 8760 100.0 100.0 69.1 101.4 66.8 28 2000 6548.43 801 8188 93.2 93.2 70.0 93.1 67.8 29 2001 5941.63 810 7380 84.2 84.3 70.5 83.7 68.4 30 2002 7149.46 810 8760 100.0 100.0 71.5 100.8 69.5 31 2003 5419.78 810 6741 77.0 77.0 71.7 76.4 69.7 32 2004 6457.13 810 7943 90.4 90.4 72.3 90.8 70.4 33 2005 6746.56 810 8376 95.6 95.6 73.0 95.1 71.2 34 2006 6311.00 799 7931 90.5 90.6 73.6 90.2 71.7 35 2007 6195.20 799 7720 88.1 88.2 74.0 88.5 72.2 36 2008 6890.50 799 8560 97.4 97.5 74.6 98.2 72.9 37 2009 6597.35 799 8214 93.8 93.8 75.2 94.3 73.5 38 2010 6206.40 839 7724 88.2 88.2 75.5 88.3 73.9 39 2011 7423.81 839 8590 98.1 98.1 76.1 101.0 74.7 40 2012 6839.54 838 8019 91.3 91.3 76.5 92.9 75.1 41 2013 6836.37 838 7980 91.1 91.1 76.9 93.1 75.6 42 2014 7570.57 838 8760 100.0 100.0 77.5 103.1 76.3 43 2015 5669.30 838 6701 76.5 76.5 77.5 77.2 76.3 44 2016 7111.17 838 8294 94.4 94.4 77.9 96.6 76.8 45 2017 7513.73 838 8720 99.5 99.5 78.4 102.4 77.4 46 2018 6561.75 838 7671 87.6 87.6 78.6 89.4 77.7 47 2019 6642.08 838 7754 88.5 88.5 78.8 90.5 78.0 48 2020 7551.07 838 8783 100.0 100.0 79.3 102.6 78.5 49 2021 6618.86 838 7868 89.8 89.8 79.5 90.2 78.8 | SURRY-1 | PWR | WH 3LP (DRYSUB) | Operational | 788 | 838 | 890 | 2587 | 270.90 | Dominion Resources, Inc. | Dominion Energy | 1968-06-25 | 1972-07-01 | 1972-07-04 | None | None | None | 1972-12-22 | 0.788 | 0.8 | 0.795 | 631
631 | UNITED STATES OF AMERICA | Year Electricity Supplied [GW.h] Reference Unit Power [MW] Annual Time On Line [h] Operation Factor [%] Energy Availability Factor [%] Load Factor [%] Year Electricity Supplied [GW.h] Reference Unit Power [MW] Annual Time On Line [h] Operation Factor [%] Annual Cumulative Annual Cumulative 0 1973 3377.50 788 5392 77.1 77.9 77.9 66.1 66.1 1 1974 2660.50 788 3854 44.0 44.0 57.6 38.5 49.6 2 1975 5053.10 788 6967 79.5 73.2 63.5 73.2 58.4 3 1976 3343.40 788 4585 52.2 48.3 59.4 48.3 55.7 4 1977 4457.30 776 5980 68.3 65.6 60.7 65.6 57.8 5 1978 5372.00 775 7244 82.7 79.1 63.9 79.1 61.5 6 1979 611.50 775 818 9.3 9.0 55.7 9.0 53.7 7 1980 2241.60 775 3139 35.7 36.0 53.2 32.9 51.0 8 1981 5150.30 775 6972 79.6 79.6 56.2 75.9 53.9 9 1982 5492.20 775 7729 88.2 88.7 59.5 80.9 56.6 10 1983 4086.10 775 5729 65.4 65.0 60.0 60.2 57.0 11 1984 5209.38 775 7327 83.4 83.3 62.0 76.5 58.6 12 1985 4072.44 775 5857 66.9 65.8 62.3 60.0 58.7 13 1986 4498.94 781 6072 69.3 68.7 62.8 65.8 59.3 14 1987 4790.95 781 6456 73.7 73.6 63.5 70.0 60.0 15 1988 3570.90 781 4993 56.8 56.6 63.1 52.0 59.5 16 1989 893.58 781 1355 15.5 13.3 60.1 13.1 56.7 17 1990 5837.77 781 7919 90.4 84.8 61.5 85.3 58.3 18 1991 3985.21 781 5886 67.2 66.6 61.8 58.2 58.3 19 1992 6426.48 781 8470 96.4 96.3 63.5 93.7 60.1 20 1993 4541.66 781 6283 71.7 71.0 63.9 66.4 60.4 21 1994 6260.97 781 8251 94.2 94.0 65.3 91.5 61.9 22 1995 5517.38 801 7087 80.9 80.6 66.0 80.0 62.7 23 1996 6081.46 801 7539 85.8 85.9 66.8 86.4 63.7 24 1997 6451.27 801 8034 91.7 91.8 67.9 91.9 64.9 25 1998 7178.88 801 8760 100.0 100.0 69.2 102.3 66.4 26 1999 5874.83 801 7493 85.5 85.6 69.8 83.7 67.0 27 2000 6539.43 801 8022 91.3 91.3 70.6 92.9 68.0 28 2001 6720.74 815 8203 93.6 93.7 71.4 94.1 68.9 29 2002 6523.67 815 7966 90.9 91.0 72.1 91.4 69.7 30 2003 5612.12 815 6861 78.3 78.3 72.3 78.6 70.0 31 2004 7051.74 815 8606 98.0 98.0 73.1 98.5 71.0 32 2005 6488.55 815 8046 91.8 91.9 73.7 90.9 71.6 33 2006 6189.36 799 7705 88.0 88.0 74.2 88.4 72.1 34 2007 7086.34 799 8760 100.0 100.0 74.9 101.2 72.9 35 2008 6606.84 799 8205 93.4 93.4 75.4 94.1 73.5 36 2009 6412.30 799 8026 91.6 91.6 75.9 91.6 74.0 37 2010 6966.03 799 8646 98.7 98.7 76.5 99.5 74.7 38 2011 5605.67 839 6771 77.3 77.9 76.5 78.1 74.8 39 2012 6775.06 838 8001 91.1 91.1 76.9 92.0 75.3 40 2013 7568.22 838 8760 100.0 100.0 77.5 103.1 76.0 41 2014 6761.76 838 7882 90.0 90.0 77.8 92.1 76.4 42 2015 6120.41 838 7250 82.8 82.8 78.0 83.4 76.6 43 2016 7499.35 838 8691 98.9 98.9 78.5 101.9 77.2 44 2017 6913.92 838 8057 92.0 92.0 78.8 94.2 77.6 45 2018 6657.38 838 7788 88.9 88.9 79.0 90.7 77.9 46 2019 7530.89 838 8760 100.0 100.0 79.5 102.6 78.4 47 2020 6789.08 838 8014 91.2 91.2 79.8 92.2 78.7 48 2021 5968.00 838 7103 81.1 89.0 80.0 81.3 78.8 | SURRY-2 | PWR | WH 3LP (DRYSUB) | Operational | 788 | 838 | 890 | 2587 | 269.08 | Dominion Resources, Inc. | Dominion Energy | 1968-06-25 | 1973-03-07 | 1973-03-10 | None | None | None | 1973-05-01 | 0.788 | 0.8 | 0.8 | 632
632 | UNITED STATES OF AMERICA | Year Electricity Supplied [GW.h] Reference Unit Power [MW] Annual Time On Line [h] Operation Factor [%] Energy Availability Factor [%] Load Factor [%] Year Electricity Supplied [GW.h] Reference Unit Power [MW] Annual Time On Line [h] Operation Factor [%] Annual Cumulative Annual Cumulative 0 1973 7.20 520 312 NaN NaN NaN NaN NaN 1 1974 1452.20 520 3848 43.9 44.0 44.0 31.9 31.9 2 1975 3694.20 520 7560 86.3 81.2 62.6 81.1 56.5 3 1976 3268.70 520 6801 77.4 71.6 65.6 71.6 61.5 4 1977 3714.50 511 7453 85.1 82.9 69.8 83.0 66.8 5 1978 3810.70 507 8012 91.5 85.9 73.0 85.8 70.6 6 1979 2910.90 503 6402 73.1 65.8 71.8 66.1 69.8 7 1980 3105.70 503 6863 78.1 77.8 72.7 70.3 69.9 8 1981 3838.60 503 7803 89.1 88.9 74.7 87.1 72.0 9 1982 3918.00 503 7960 90.9 90.9 76.4 88.9 73.8 10 1983 3888.90 503 7621 87.0 87.2 77.5 88.3 75.3 11 1984 4159.39 503 8285 94.3 94.3 79.0 94.1 77.0 12 1985 3678.45 503 7333 83.7 83.4 79.4 83.5 77.5 13 1986 3819.56 503 7870 89.8 89.6 80.2 86.7 78.2 14 1987 3590.27 503 7232 82.6 82.2 80.3 81.5 78.4 15 1988 3823.39 503 7800 88.8 89.3 80.9 86.5 79.0 16 1989 4392.28 503 8737 99.7 99.8 82.1 99.7 80.3 17 1990 3829.68 503 7764 88.6 81.7 82.0 86.9 80.6 18 1991 3987.08 503 7943 90.7 90.5 82.5 90.1 81.2 19 1992 3497.78 503 6844 77.9 77.4 82.2 79.2 81.1 20 1993 4377.99 513 8480 96.8 96.8 83.0 98.9 82.0 21 1994 3718.20 513 7258 82.8 82.8 83.0 82.7 82.0 22 1995 4519.04 513 8752 99.9 99.9 83.8 100.6 82.8 23 1996 3741.65 513 7327 83.4 92.2 84.1 83.0 82.8 24 1997 3522.80 513 6965 79.5 79.5 83.9 78.4 82.7 25 1998 4209.16 526 7948 90.7 90.8 84.2 93.5 83.1 26 1999 4068.78 522 7643 87.2 87.2 84.3 89.0 83.3 27 2000 4536.51 522 8499 96.8 96.7 84.8 98.9 83.9 28 2001 3641.74 522 6890 78.6 78.8 84.6 79.6 83.8 29 2002 4373.23 522 8268 94.4 94.4 84.9 95.6 84.2 30 2003 4596.35 522 8619 98.4 98.4 85.4 101.0 84.8 31 2004 3602.14 522 7017 79.9 79.9 85.2 78.6 84.6 32 2005 4518.40 522 8465 96.6 96.7 85.6 98.8 85.0 33 2006 4103.24 523 7785 88.9 88.9 85.7 89.6 85.2 34 2007 4457.09 551 8472 96.7 96.7 86.0 92.3 85.4 35 2008 4059.45 551 7780 88.6 88.6 86.1 83.9 85.3 36 2009 3600.15 551 6923 79.0 79.0 85.9 74.6 85.0 37 2010 4654.86 560 8760 100.0 100.0 86.3 96.0 85.3 38 2011 4128.39 521 7717 88.1 87.7 86.3 87.2 85.4 39 2012 3705.98 522 6961 79.2 79.3 86.1 80.8 85.3 40 2013 4654.69 522 8732 99.7 99.7 86.5 101.8 85.7 41 2014 3812.46 522 7264 82.9 82.9 86.4 83.4 85.6 42 2015 3991.22 522 7539 86.1 86.1 86.4 87.3 85.7 43 2016 4207.70 522 7903 90.0 90.0 86.5 91.8 85.8 44 2017 4565.00 522 8689 99.2 99.2 86.8 99.8 86.1 45 2018 4190.47 522 7916 90.4 90.4 86.8 91.6 86.2 46 2019 4772.56 522 8760 100.0 100.0 87.1 104.4 86.6 47 2020 4337.58 522 8092 92.1 91.0 87.2 94.6 86.8 48 2021 4772.37 522 8760 100.0 100.0 87.5 104.4 87.2 | PRAIRIE ISLAND-1 | PWR | WH 2LP (DRYAMB) | Operational | 530 | 522 | 566 | 1677 | 189.76 | Xcel Energy | Northern States Power Co. (subsidiary of Xcel Energy) | 1968-06-25 | 1973-12-01 | 1973-12-04 | None | None | None | 1973-12-16 | 0.872 | 0.88 | 0.875 | 633
633 | UNITED STATES OF AMERICA | Year Electricity Supplied [GW.h] Reference Unit Power [MW] Annual Time On Line [h] Operation Factor [%] Energy Availability Factor [%] Load Factor [%] Year Electricity Supplied [GW.h] Reference Unit Power [MW] Annual Time On Line [h] Operation Factor [%] Annual Cumulative Annual Cumulative 0 1973 602.30 457 2795 93.0 96.1 96.1 53.1 53.1 1 1974 2416.30 457 7304 83.4 83.5 86.0 60.4 58.9 2 1975 2080.80 457 5905 67.4 52.0 70.9 52.0 55.8 3 1976 2195.50 443 6101 69.5 56.5 66.6 56.4 56.0 4 1977 2922.70 444 6958 79.4 75.1 68.6 75.1 60.4 5 1978 2849.40 456 6580 75.1 71.4 69.1 71.3 62.5 6 1979 3666.10 457 8382 95.7 91.6 72.7 91.6 67.2 7 1980 2010.30 465 5307 60.4 59.7 70.9 49.2 64.7 8 1981 2149.70 480 6327 72.2 72.7 71.1 51.1 63.0 9 1982 3482.10 478 7856 89.7 89.8 73.2 83.2 65.2 10 1983 2749.90 461 6404 73.1 73.1 73.2 68.1 65.5 11 1984 2331.77 478 5262 59.9 60.1 72.0 55.5 64.6 12 1985 3066.25 478 6454 73.7 73.7 72.1 73.2 65.3 13 1986 3605.56 478 8263 94.3 94.4 73.9 86.1 66.9 14 1987 3060.62 478 6531 74.6 74.7 73.9 73.1 67.4 15 1988 2627.42 478 6496 74.0 74.0 73.9 62.6 67.0 16 1989 3296.05 478 7589 86.6 87.8 74.8 78.7 67.8 17 1990 2417.22 478 5420 61.9 62.1 74.0 57.7 67.2 18 1991 3248.97 478 7946 90.7 92.9 75.1 77.6 67.8 19 1992 2537.13 478 5683 64.7 64.9 74.6 60.4 67.4 20 1993 3102.17 478 6996 79.9 80.0 74.8 74.1 67.7 21 1994 4118.72 478 8711 99.4 99.4 76.0 98.4 69.2 22 1995 3365.57 478 7204 82.2 82.4 76.3 80.4 69.7 23 1996 3128.75 478 6886 78.4 78.5 76.4 74.5 69.9 24 1997 3818.23 478 8131 92.8 92.9 77.1 91.2 70.8 25 1998 3396.58 478 7195 82.1 82.2 77.3 81.1 71.2 26 1999 3584.41 478 7785 88.9 88.9 77.7 85.6 71.8 27 2000 3898.05 478 8185 93.2 93.2 78.3 92.8 72.6 28 2001 3524.11 478 7702 87.9 88.0 78.7 84.2 73.0 29 2002 3808.52 478 8061 92.0 92.0 79.1 91.0 73.6 30 2003 3510.07 478 7596 86.7 86.8 79.4 83.8 73.9 31 2004 4071.30 478 8503 96.8 96.8 80.0 97.0 74.7 32 2005 2919.64 476 6277 71.6 71.7 79.7 70.0 74.5 33 2006 3100.45 478 6553 74.8 74.8 79.5 74.0 74.5 34 2007 4370.28 482 8760 100.0 100.0 80.2 103.5 75.4 35 2008 3517.24 482 7195 81.9 81.9 80.2 83.1 75.6 36 2009 3702.34 482 7579 86.5 86.5 80.4 87.7 76.0 37 2010 4261.45 478 8619 98.4 99.0 80.9 101.8 76.6 38 2011 1177.61 482 2346 26.8 27.4 79.5 27.9 75.4 39 2012 0.00 482 0 0.0 0.0 77.4 0.0 73.4 40 2013 95.43 482 243 2.8 2.8 75.5 2.3 71.6 41 2014 4184.90 482 8527 97.3 97.3 76.0 99.1 72.3 42 2015 3526.13 482 7078 80.8 80.8 76.2 83.5 72.6 43 2016 3183.10 482 7026 98.2 98.2 76.6 92.4 72.9 | FORT CALHOUN-1 | PWR | CE 2LP | Permanent Shutdown | 478 | 482 | 512 | 1500 | 130.68 | OMAHA PUBLIC POWER DISTRICT | Exelon Generation Co., LLC | 1968-06-07 | 1973-08-06 | 1973-08-25 | None | None | 2016-10-24 | 1973-09-26 | 0.729 | 0.773 | 0.766 | 634
634 | UNITED STATES OF AMERICA | Year Electricity Supplied [GW.h] Reference Unit Power [MW] Annual Time On Line [h] Operation Factor [%] Energy Availability Factor [%] Load Factor [%] Year Electricity Supplied [GW.h] Reference Unit Power [MW] Annual Time On Line [h] Operation Factor [%] Annual Cumulative Annual Cumulative 0 1976 3072.00 873 4430 76.3 100.0 100.0 72.1 72.1 1 1977 5520.80 873 6556 74.8 72.1 79.1 72.2 72.2 2 1978 5457.60 911 6365 72.7 68.3 74.4 68.4 70.5 3 1979 4794.60 965 5824 66.5 56.7 68.8 56.7 66.1 4 1980 3070.40 965 4667 53.1 53.6 65.1 36.2 58.9 5 1981 3033.40 965 5236 59.8 59.4 64.0 35.9 54.4 6 1982 1436.10 891 1967 22.4 22.5 57.7 18.4 49.0 7 1983 60.70 934 229 2.6 2.4 50.1 0.7 42.3 8 1984 6041.69 965 6703 76.3 76.2 53.4 71.3 46.0 9 1985 4728.52 965 5782 66.0 65.5 54.7 55.9 47.0 10 1986 5525.58 930 6431 73.4 72.9 56.5 65.8 48.9 11 1987 4850.59 1000 5396 61.6 60.5 56.9 58.2 49.7 12 1988 6711.90 965 7217 82.2 81.9 59.0 79.2 52.2 13 1989 4968.73 965 5279 60.3 59.7 59.0 58.8 52.7 14 1990 5031.77 965 5374 61.4 60.8 59.1 59.5 53.2 15 1991 7300.77 965 7577 86.5 88.8 61.1 86.4 55.4 16 1992 4760.60 965 5248 59.7 59.2 61.0 56.2 55.4 17 1993 1192.55 965 1292 14.8 13.4 58.2 14.1 53.0 18 1994 0.00 965 0 0.0 0.0 55.0 0.0 50.1 19 1995 1471.53 965 1696 19.4 18.2 53.0 17.4 48.4 20 1996 5872.49 965 6390 72.8 72.4 54.0 69.3 49.4 21 1997 4337.34 965 4650 53.1 57.4 54.2 51.3 49.5 22 1998 7656.52 965 8197 93.6 93.6 56.0 90.6 51.4 23 1999 7269.17 965 7659 87.4 87.4 57.3 86.0 52.9 24 2000 8432.24 965 8600 97.9 97.9 59.0 99.5 54.8 25 2001 7940.17 965 8130 92.8 92.8 60.4 93.9 56.4 26 2002 8432.65 979 8611 98.3 98.3 61.8 99.6 58.0 27 2003 7608.44 979 7748 88.4 88.4 62.8 88.7 59.2 28 2004 8747.28 979 8784 100.0 100.0 64.2 101.7 60.7 29 2005 8037.20 985 7969 91.0 91.0 65.1 93.2 61.9 30 2006 8974.52 1025 8705 99.4 99.4 66.3 100.0 63.2 31 2007 7797.31 1025 7602 86.8 86.8 67.0 86.8 64.0 32 2008 9162.73 1025 8784 100.0 100.0 68.1 101.8 65.2 33 2009 7703.70 1040 7649 87.3 87.5 68.7 84.6 65.9 34 2010 8994.71 1040 8676 99.0 99.0 69.7 98.7 66.9 35 2011 8217.05 1040 7953 90.8 90.8 70.3 90.2 67.6 36 2012 8963.07 1040 8649 98.5 98.5 71.1 98.1 68.5 37 2013 8288.93 1041 8025 91.6 91.6 71.7 90.9 69.2 38 2014 8971.54 1040 8669 99.0 99.0 72.5 98.5 70.0 39 2015 7588.92 1040 7440 84.9 84.9 72.8 83.3 70.3 40 2016 9069.20 1040 8784 100.0 100.0 73.5 99.3 71.1 41 2017 6933.65 1040 6789 77.5 77.5 73.6 76.1 71.2 42 2018 8328.02 1030 8098 92.4 92.4 74.1 92.3 71.8 43 2019 8342.71 1030 8054 91.9 92.0 74.5 92.5 72.2 44 2020 9108.82 1030 8783 100.0 100.0 75.1 100.7 72.9 45 2021 2821.40 1030 2831 100.0 100.0 75.3 96.8 73.1 | INDIAN POINT-3 | PWR | WH 4LP (DRYAMB) | Permanent Shutdown | 965 | 1030 | 1085 | 3216 | 281.42 | Entergy Nuclear Operations, Inc. | Entergy Nuclear Operations, Inc. | 1968-10-30 | 1976-04-04 | 1976-04-25 | None | None | 2021-04-28 | 1976-08-28 | 0.731 | 0.749 | 0.753 | 635
635 | UNITED STATES OF AMERICA | Year Electricity Supplied [GW.h] ... Load Factor [%] Year Electricity Supplied [GW.h] ... Annual Cumulative 0 1974 Data from a trial operation not provided ... Data from a trial operation not provided Data from a trial operation not provided 1 1975 5037.400 ... 66.0 66.0 2 1976 4758.000 ... 62.2 64.1 3 1977 5268.700 ... 69.9 66.0 4 1978 6064.300 ... 80.5 69.6 5 1979 3278.900 ... 43.5 64.4 6 1980 5224.600 ... 69.2 65.2 7 1981 5641.400 ... 74.9 66.6 8 1982 2128.400 ... 28.2 61.8 9 1983 7099.100 ... 94.2 65.4 10 1984 5355.510 ... 70.9 66.0 11 1985 4860.760 ... 64.5 65.8 12 1986 6064.310 ... 80.5 67.0 13 1987 5094.420 ... 67.6 67.1 14 1988 5965.750 ... 80.3 68.0 15 1989 6337.390 ... 85.5 69.2 16 1990 7427.840 ... 100.2 71.1 17 1991 5594.620 ... 75.5 71.3 18 1992 5448.230 ... 73.3 71.4 19 1993 7393.760 ... 99.8 72.9 20 1994 5670.820 ... 76.5 73.1 21 1995 6467.840 ... 87.3 73.8 22 1996 5454.030 ... 73.4 73.7 23 1997 4652.640 ... 62.8 73.3 24 1998 5786.350 ... 78.1 73.5 25 1999 7369.540 ... 99.4 74.5 26 2000 6577.840 ... 88.5 75.0 27 2001 5398.550 ... 72.8 75.0 28 2002 7465.520 ... 100.7 75.9 29 2003 6318.010 ... 85.2 76.2 30 2004 5747.050 ... 77.3 76.2 31 2005 7236.990 ... 97.6 76.9 32 2006 6716.230 ... 90.6 77.3 33 2007 6461.880 ... 87.2 77.6 34 2008 7575.110 ... 101.9 78.3 35 2009 6974.690 ... 94.1 78.8 36 2010 6778.510 ... 91.5 79.1 37 2011 7602.370 ... 102.6 79.8 38 2012 6411.910 ... 86.3 79.9 39 2013 7553.220 ... 101.9 80.5 40 2014 6935.790 ... 93.6 80.8 41 2015 7553.320 ... 100.4 81.3 42 2016 7095.220 ... 94.0 81.6 43 2017 7572.350 ... 100.6 82.1 44 2018 6967.440 ... 92.6 82.3 45 2019 7587.620 ... 100.8 82.7 46 2020 7012.140 ... 92.9 82.9 47 2021 7621.400 ... 101.3 83.3 [48 rows x 9 columns] | OCONEE-3 | PWR | B&W LLP (DRYAMB) | Operational | 887 | 859 | 900 | 2568 | 292.61 | Duke Energy Corp. | Duke Energy Corp. | 1967-11-06 | 1974-09-05 | 1974-09-18 | None | None | None | 1974-12-16 | 0.833 | 0.842 | 0.839 | 636
636 | UNITED STATES OF AMERICA | Year Electricity Supplied [GW.h] Reference Unit Power [MW] Annual Time On Line [h] Operation Factor [%] Energy Availability Factor [%] Load Factor [%] Year Electricity Supplied [GW.h] Reference Unit Power [MW] Annual Time On Line [h] Operation Factor [%] Annual Cumulative Annual Cumulative 0 1974 2450.20 792 3651 88.2 88.2 88.2 85.9 85.9 1 1975 5541.60 792 7198 82.2 79.7 81.8 79.9 81.4 2 1976 4344.40 792 5745 65.4 62.5 73.5 62.4 73.3 3 1977 5466.60 792 7087 80.9 78.7 75.1 78.8 74.9 4 1978 5681.90 788 7454 85.1 82.0 76.7 82.3 76.6 5 1979 888.70 776 1128 12.9 12.9 64.9 13.1 64.9 6 1980 0.00 776 0 0.0 0.0 54.8 0.0 54.8 7 1981 0.00 776 0 0.0 0.0 47.4 0.0 47.4 8 1982 0.00 776 0 0.0 0.0 41.8 0.0 41.8 9 1983 0.00 776 0 0.0 0.0 37.4 0.0 37.3 10 1984 0.00 776 0 0.0 0.0 33.8 0.0 33.7 11 1985 811.66 776 1853 21.2 37.8 34.1 11.9 31.8 12 1986 4818.26 776 6209 70.9 70.8 37.1 70.9 35.0 13 1987 5034.31 776 6351 72.5 72.5 39.7 74.1 37.9 14 1988 5465.43 808 6679 76.0 76.0 42.2 79.4 40.8 15 1989 7216.78 808 8714 99.5 99.5 46.1 102.0 44.9 16 1990 5316.18 808 7123 81.3 81.8 48.4 75.1 46.8 17 1991 5671.23 808 7536 86.0 86.4 50.6 80.1 48.8 18 1992 6936.51 786 8743 99.5 99.5 53.3 100.0 51.6 19 1993 5962.21 786 7702 87.9 88.0 55.1 86.6 53.4 20 1994 6590.90 786 8349 95.3 95.3 57.1 95.7 55.5 21 1995 6387.99 786 7926 90.5 90.5 58.6 92.8 57.2 22 1996 7100.26 786 8784 100.0 100.0 60.5 102.8 59.3 23 1997 5918.77 786 7633 87.1 87.3 61.6 86.0 60.4 24 1998 7059.20 786 8760 100.0 100.0 63.2 102.5 62.2 25 1999 6328.41 786 7827 89.4 89.4 64.2 91.9 63.3 26 2000 7144.93 786 8784 100.0 100.0 65.6 103.5 64.8 27 2001 5416.66 786 7034 80.3 80.3 66.1 78.7 65.4 28 2002 7313.52 802 8760 100.0 100.0 67.4 104.6 66.8 29 2003 6205.07 802 7602 86.8 86.7 68.0 88.3 67.5 30 2004 7273.32 802 8784 100.0 100.0 69.1 103.2 68.7 31 2005 6755.40 786 8145 93.0 93.0 69.9 98.1 69.6 32 2006 7227.03 786 8647 98.7 98.7 70.8 105.0 70.7 33 2007 6645.29 786 8034 91.7 91.7 71.4 96.5 71.5 34 2008 7365.10 786 8784 100.0 100.0 72.2 106.7 72.5 35 2009 5891.61 786 7152 81.6 81.7 72.5 85.6 72.9 36 2010 6633.75 805 8084 92.3 92.5 73.0 94.1 73.5 37 2011 6518.83 805 7975 91.0 91.0 73.5 92.4 74.0 38 2012 7038.26 819 8432 96.0 96.0 74.1 97.8 74.7 39 2013 6679.22 819 8064 92.0 92.0 74.6 93.1 75.2 40 2014 7308.91 819 8760 100.0 100.0 75.3 101.9 75.8 41 2015 6598.04 819 8028 91.6 91.6 75.7 92.0 76.2 42 2016 7082.65 819 8510 96.9 96.9 76.2 98.4 76.8 43 2017 6861.50 819 8239 94.0 94.0 76.6 95.6 77.2 44 2018 7335.82 819 8760 100.0 100.0 77.2 102.2 77.8 45 2019 5214.02 819 6299 99.8 99.8 77.5 100.9 78.2 | THREE MILE ISLAND-1 | PWR | B&W LLP (DRYAMB) | Permanent Shutdown | 819 | 819 | 880 | 2568 | 245.12 | Exelon Corporation | Exelon Generation Co., LLC | 1968-05-18 | 1974-06-05 | 1974-06-19 | None | None | 2019-09-20 | 1974-09-02 | 0.782 | 0.77 | 0.775 | 637
637 | UNITED STATES OF AMERICA | Year Electricity Supplied [GW.h] ... Load Factor [%] Year Electricity Supplied [GW.h] ... Annual Cumulative 0 1960 Data from a trial operation not provided ... Data from a trial operation not provided Data from a trial operation not provided 1 1961 Data Not Provided ... Data Not Provided Data Not Provided 2 1962 " ... " " 3 1963 " ... " " 4 1964 " ... " " 5 1965 " ... " " 6 1966 " ... " " 7 1967 " ... " " 8 1968 " ... " " 9 1969 " ... " " 10 1970 1281.000 ... 79.0 NC 11 1971 1519.900 ... 93.8 NC 12 1972 690.200 ... 42.5 NC 13 1973 1046.100 ... 68.2 NC 14 1974 911.500 ... 59.5 NC 15 1975 1193.400 ... 77.8 NC 16 1976 1252.100 ... 81.4 NC 17 1977 1025.100 ... 66.9 NC 18 1978 1193.500 ... 77.8 71.9 19 1979 1232.200 ... 80.4 72.7 20 1980 291.800 ... 19.0 67.9 21 1981 885.100 ... 57.7 67.1 22 1982 882.200 ... 57.6 66.3 23 1983 1343.100 ... 88.1 67.9 24 1984 1026.160 ... 69.9 68.0 25 1985 1181.670 ... 80.8 68.8 26 1986 1392.720 ... 95.2 70.2 27 1987 1135.610 ... 77.6 70.6 28 1988 1116.890 ... 76.1 70.9 29 1989 1307.100 ... 89.4 71.8 30 1990 826.400 ... 56.5 71.1 31 1991 992.070 ... 90.4 71.7 [32 rows x 9 columns] | YANKEE NPS | PWR | PWR | Permanent Shutdown | 175 | 167 | 180 | 600 | 33.94 | None | None | 1957-11-01 | 1960-08-19 | 1960-11-10 | None | None | 1991-10-01 | 1961-07-01 | 0.717 | 0.774 | 0.795 | 638
638 | UNITED STATES OF AMERICA | Year Electricity Supplied [GW.h] Reference Unit Power [MW] Annual Time On Line [h] Operation Factor [%] Energy Availability Factor [%] Load Factor [%] Year Electricity Supplied [GW.h] Reference Unit Power [MW] Annual Time On Line [h] Operation Factor [%] Annual Cumulative Annual Cumulative 0 1972 889.20 687 1875 68.7 100.0 100.0 59.6 59.6 1 1973 4074.20 655 7574 86.5 88.1 89.1 71.0 70.1 2 1974 1973.10 670 3435 39.2 39.2 64.9 33.6 52.4 3 1975 2587.30 668 6239 71.2 44.1 58.2 44.2 49.8 4 1976 2415.50 665 5330 60.7 41.1 54.0 41.4 47.7 5 1977 2652.20 670 5379 61.4 45.2 52.2 45.2 47.2 6 1978 4376.70 669 7276 83.1 74.8 56.0 74.7 51.7 7 1979 4844.60 670 7828 89.4 82.5 59.7 82.5 56.1 8 1980 3044.10 670 4952 56.4 56.5 59.3 51.7 55.6 9 1981 3444.10 670 5767 65.8 66.0 60.0 58.7 55.9 10 1982 3287.10 670 5597 63.9 64.1 60.4 56.0 55.9 11 1983 4711.90 670 7640 87.2 87.3 62.9 80.3 58.1 12 1984 3.52 663 34 0.4 1.4 57.8 0.1 53.3 13 1985 4950.97 670 8013 91.5 91.5 60.3 84.6 55.7 14 1986 1027.53 670 1646 18.8 18.8 57.4 17.5 53.0 15 1987 0.00 670 0 0.0 0.0 53.6 0.0 49.4 16 1988 0.00 670 0 0.0 0.0 50.2 0.0 46.4 17 1989 1707.76 670 4919 56.2 56.3 50.6 29.1 45.4 18 1990 4243.22 670 6784 77.4 77.5 52.1 72.3 46.8 19 1991 3424.54 670 5572 63.6 63.7 52.7 58.4 47.4 20 1992 4741.97 670 7400 84.2 84.3 54.3 80.6 49.1 21 1993 4340.78 670 6880 78.5 78.6 55.4 74.0 50.3 22 1994 3824.08 670 6069 69.3 69.4 56.0 65.2 51.0 23 1995 4485.85 670 6962 79.5 79.5 57.1 76.4 52.1 24 1996 5324.34 670 8345 95.0 95.0 58.6 90.5 53.7 25 1997 4310.43 670 6840 78.1 78.1 59.4 73.4 54.4 26 1998 5698.41 670 8760 100.0 100.0 61.0 97.1 56.1 27 1999 4473.33 670 7141 81.5 81.6 61.7 76.2 56.8 28 2000 5512.25 670 8454 96.2 96.3 63.0 93.7 58.1 29 2001 5144.04 653 7884 90.0 90.0 63.9 89.0 59.2 30 2002 5769.07 653 8760 100.0 100.0 65.1 100.8 60.5 31 2003 4977.18 684 7548 86.2 85.8 65.7 84.6 61.3 32 2004 5939.28 684 8721 99.3 99.3 66.8 98.8 62.5 33 2005 5474.03 685 8166 93.2 93.2 67.6 91.2 63.4 34 2006 5829.21 685 8684 99.1 99.1 68.6 97.1 64.4 35 2007 5119.79 685 7774 88.7 88.8 69.2 85.3 65.0 36 2008 5868.96 685 8656 98.5 98.6 70.0 97.5 66.0 37 2009 5396.02 684 8012 91.5 91.5 70.6 90.1 66.6 38 2010 5917.81 685 8760 100.0 100.0 71.4 98.6 67.5 39 2011 5085.18 685 7710 88.0 88.0 71.8 84.7 67.9 40 2012 5876.65 677 8714 99.2 99.2 72.5 98.8 68.7 41 2013 4326.48 677 6796 77.6 81.2 72.7 72.9 68.8 42 2014 5769.15 677 8640 98.6 98.6 73.3 97.3 69.5 43 2015 4993.30 677 7507 85.7 85.7 73.6 84.2 69.8 44 2016 5412.83 677 8222 93.6 93.6 74.1 91.0 70.3 45 2017 5046.84 677 7658 87.4 85.6 74.3 85.1 70.6 46 2018 4440.99 677 7265 82.9 84.4 74.6 74.9 70.7 47 2019 1398.01 677 2159 59.6 100.0 74.8 57.0 70.6 | PILGRIM-1 | BWR | BWR-3 (Mark 1) | Permanent Shutdown | 655 | 677 | 711 | 2028 | 193.55 | Entergy Nuclear Operations, Inc. | Entergy Nuclear Operations, Inc. | 1968-08-26 | 1972-06-16 | 1972-07-19 | None | None | 2019-05-31 | 1972-12-01 | 0.706 | 0.758 | 0.748 | 639
639 | UNITED STATES OF AMERICA | Year Electricity Supplied [GW.h] Reference Unit Power [MW] Annual Time On Line [h] Operation Factor [%] Energy Availability Factor [%] Load Factor [%] Year Electricity Supplied [GW.h] Reference Unit Power [MW] Annual Time On Line [h] Operation Factor [%] Annual Cumulative Annual Cumulative 0 1973 705.90 880 1717 NaN NaN NaN NaN NaN 1 1974 3489.20 880 5167 59.0 59.0 59.0 45.3 45.3 2 1975 4917.50 867 6121 69.9 65.0 62.0 64.8 54.9 3 1976 4773.50 931 5454 62.1 56.5 60.1 58.4 56.1 4 1977 5034.00 1010 6494 74.1 56.9 59.2 56.9 56.3 5 1978 6769.80 1040 7020 80.1 74.3 62.5 74.3 60.3 6 1979 5537.30 1040 5962 68.1 60.8 62.2 60.8 60.4 7 1980 6514.40 1040 7165 81.6 81.8 65.2 71.3 62.0 8 1981 6192.70 1040 6294 71.8 72.0 66.1 68.0 62.8 9 1982 4728.40 1040 5172 59.0 59.2 65.3 51.9 61.6 10 1983 4030.10 1040 5740 65.5 65.7 65.3 44.2 59.7 11 1984 5692.09 1040 6027 68.6 68.7 65.6 62.3 60.0 12 1985 4834.82 1040 5106 58.3 58.3 65.0 53.1 59.4 13 1986 4915.21 1040 5450 62.2 62.2 64.8 54.0 59.0 14 1987 6067.14 1040 6481 74.0 74.0 65.5 66.6 59.5 15 1988 6347.30 1040 6605 75.2 75.2 66.2 69.5 60.2 16 1989 4999.46 1040 5149 58.8 58.8 65.7 54.9 59.9 17 1990 4446.52 1040 4746 54.2 54.2 65.0 48.8 59.2 18 1991 4260.39 1040 4593 52.4 52.5 64.3 46.8 58.5 19 1992 4111.83 1040 4310 49.1 49.1 63.4 45.0 57.8 20 1993 7020.98 1040 6966 79.5 79.5 64.3 77.1 58.8 21 1994 4147.27 1040 4175 47.7 47.7 63.5 45.5 58.1 22 1995 6469.12 1040 6295 71.9 71.9 63.9 71.0 58.7 23 1996 7328.77 1040 7167 81.6 81.6 64.6 80.2 59.7 24 1997 1079.32 1040 1238 14.1 14.0 62.5 11.8 57.6 25 1998 0.00 1040 0 0.0 0.0 62.3 0.0 57.4 | ZION-1 | PWR | WH 4LP | Permanent Shutdown | 1040 | 1040 | 1085 | 3250 | 124.41 | Exelon Generation Co., LLC | Exelon Generation Co., LLC | 1968-12-01 | 1973-06-19 | 1973-06-28 | None | None | 1998-02-13 | 1973-12-31 | 0.574 | 0.639 | 0.623 | 640
640 | UNITED STATES OF AMERICA | Year Electricity Supplied [GW.h] ... Load Factor [%] Year Electricity Supplied [GW.h] ... Annual Cumulative 0 1976 1416.900 ... NaN NaN 1 1977 7247.500 ... 74.8 74.8 2 1978 5554.300 ... 59.5 66.5 3 1979 5482.500 ... 58.8 63.8 4 1980 6936.100 ... 74.1 66.5 5 1981 6264.800 ... 67.2 66.6 6 1982 4892.800 ... 52.4 64.2 7 1983 5394.300 ... 57.8 63.3 8 1984 290.500 ... 3.1 55.6 9 1985 1526.470 ... 87.0 56.2 10 1986 Data Not Available - Suspended Operation ... Data Not Available - Suspended Operation Data Not Available - Suspended Operation 11 1987 " ... " " 12 1988 " ... " " 13 1989 " ... " " 14 1990 " ... " " 15 1991 " ... " " 16 1992 " ... " " 17 1993 " ... " " 18 1994 " ... " " 19 1995 764.620 ... 70.4 56.4 20 1996 8803.500 ... 94.1 60.6 21 1997 8523.360 ... 91.4 63.6 22 1998 7884.880 ... 83.5 65.4 23 1999 9730.590 ... 99.4 68.3 24 2000 9097.370 ... 92.6 70.3 25 2001 9803.360 ... 100.1 72.4 26 2002 9260.080 ... 94.6 74.0 27 2003 9325.730 ... 95.2 75.3 28 2004 8701.830 ... 88.6 76.1 29 2005 9153.720 ... 93.8 77.1 30 2006 8638.830 ... 88.3 77.7 31 2007 9086.060 ... 93.9 78.5 32 2008 7300.590 ... 75.3 78.4 33 2009 9175.410 ... 94.9 79.1 34 2010 7858.110 ... 81.2 79.2 35 2011 8451.130 ... 87.3 79.6 36 2012 7999.540 ... 82.4 79.7 37 2013 9234.300 ... 95.4 80.3 38 2014 8565.450 ... 88.5 80.6 39 2015 9623.050 ... 99.4 81.3 40 2016 8308.770 ... 85.6 81.4 41 2017 9651.060 ... 99.7 82.0 42 2018 8099.120 ... 83.7 82.1 43 2019 10313.850 ... 97.3 82.6 44 2020 9501.810 ... 89.4 82.8 45 2021 10922.050 ... 103.0 83.5 [46 rows x 9 columns] | BROWNS FERRY-3 | BWR | BWR-4 (Mark 1) | Operational | 1065 | 1210 | 1260 | 3458 | 278.81 | Tennessee Valley Authority | Tennessee Valley Authority | 1968-07-01 | 1976-08-08 | 1976-09-12 | 1985-03-01 | 1995-11-01 | None | 1977-03-01 | 0.835 | 0.859 | 0.853 | 641
641 | UNITED STATES OF AMERICA | Year Electricity Supplied [GW.h] Reference Unit Power [MW] Annual Time On Line [h] Operation Factor [%] Energy Availability Factor [%] Load Factor [%] Year Electricity Supplied [GW.h] Reference Unit Power [MW] Annual Time On Line [h] Operation Factor [%] Annual Cumulative Annual Cumulative 0 1974 1885.60 778 3897 73.4 100.0 100.0 50.7 50.7 1 1975 3363.20 764 7320 83.6 50.3 67.2 50.2 50.4 2 1976 3642.60 764 6626 75.4 54.3 62.0 54.3 51.9 3 1977 4540.10 764 7546 86.1 67.9 63.7 67.8 56.5 4 1978 4886.80 764 7966 90.9 73.0 65.8 73.0 60.1 5 1979 4995.00 764 7670 87.6 74.6 67.4 74.6 62.8 6 1980 3787.50 764 6240 71.0 70.6 67.9 56.4 61.8 7 1981 3851.10 764 6239 71.2 71.0 68.3 57.5 61.2 8 1982 5276.10 764 7412 84.6 84.4 70.2 78.8 63.3 9 1983 3343.30 764 5544 63.3 62.7 69.4 50.0 61.9 10 1984 3469.95 764 5901 67.2 67.1 69.2 51.7 60.9 11 1985 1067.75 764 1884 21.5 20.1 64.9 16.0 57.0 12 1986 4052.14 764 6546 74.7 74.7 65.7 60.6 57.3 13 1987 5522.13 764 8291 94.6 94.6 67.8 82.5 59.2 14 1988 4200.61 764 5887 67.0 66.5 67.7 62.6 59.4 15 1989 4790.90 764 6594 75.3 74.9 68.2 71.6 60.2 16 1990 5111.39 764 6908 78.9 78.5 68.8 76.4 61.2 17 1991 4803.81 764 6830 78.0 77.9 69.4 71.8 61.8 18 1992 6227.93 764 8436 96.0 96.0 70.8 92.8 63.4 19 1993 3712.86 764 5041 57.6 56.8 70.1 55.5 63.0 20 1994 2227.26 764 3033 34.6 33.4 68.3 33.3 61.6 21 1995 4127.76 764 5663 64.6 64.0 68.1 61.7 61.6 22 1996 6338.90 764 8540 97.2 97.2 69.4 94.5 63.1 23 1997 5455.70 764 7336 83.7 83.6 70.0 81.5 63.8 24 1998 4869.91 764 6544 74.7 74.4 70.2 72.8 64.2 25 1999 6510.41 764 8563 97.8 97.7 71.2 97.3 65.5 26 2000 4735.94 764 6414 73.0 73.1 71.3 70.6 65.7 27 2001 5206.54 764 7009 80.0 80.0 71.6 77.8 66.1 28 2002 6318.15 764 8478 96.8 96.8 72.5 94.4 67.1 29 2003 4492.33 764 6236 71.2 71.3 72.5 67.1 67.1 30 2004 6171.77 764 8299 94.5 94.6 73.2 92.0 67.9 31 2005 5891.92 757 7774 88.7 88.8 73.7 88.8 68.6 32 2006 5910.48 760 7823 89.3 89.3 74.2 88.8 69.2 33 2007 6671.25 758 8685 99.1 99.1 74.9 100.5 70.1 34 2008 5964.14 770 7825 89.1 89.1 75.3 88.5 70.7 35 2009 5734.58 769 7494 85.6 85.5 75.6 85.1 71.1 36 2010 6792.88 774 8760 100.0 100.0 76.3 100.2 71.9 37 2011 5768.10 774 7376 84.2 84.2 76.5 85.1 72.2 38 2012 5822.50 768 7657 87.2 87.2 76.8 86.3 72.6 39 2013 6801.93 766 8760 100.0 100.0 77.4 101.4 73.3 40 2014 5915.35 768 7726 88.2 88.2 77.6 87.9 73.7 41 2015 6798.49 768 8692 99.2 99.2 78.2 101.0 74.4 42 2016 5922.80 768 7701 87.7 87.7 78.4 87.8 74.7 43 2017 6912.38 769 8741 99.8 99.8 78.9 102.6 75.3 44 2018 5632.14 769 7306 83.4 83.4 79.0 83.6 75.5 45 2019 6951.60 769 8760 100.0 100.0 79.4 103.2 76.1 46 2020 6188.55 769 7997 91.0 91.0 79.7 91.6 76.5 47 2021 6832.56 769 8760 100.0 100.0 80.1 101.4 77.0 | COOPER | BWR | BWR-4 (Mark 1) | Operational | 778 | 769 | 801 | 2419 | 245.84 | None | Entergy Nuclear Operations, Inc. | 1968-06-01 | 1974-02-21 | 1974-05-10 | None | None | None | 1974-07-01 | 0.77 | 0.821 | 0.801 | 642
642 | UNITED STATES OF AMERICA | Year Electricity Supplied [GW.h] Reference Unit Power [MW] Annual Time On Line [h] ... Energy Availability Factor [%] Load Factor [%] Year Electricity Supplied [GW.h] Reference Unit Power [MW] Annual Time On Line [h] ... Annual Cumulative Annual Cumulative 0 1962 Data Not Provided Data Not Provided Data Not Provided ... Data Not Provided Data Not Provided Data Not Provided Data Not Provided 1 1963 " " " ... " " " " 2 1964 " " " ... " " " " 3 1965 " " " ... " " " " 4 1966 " " " ... " " " " 5 1967 " " " ... " " " " 6 1968 " " " ... " " " " 7 1969 " " " ... " " " " 8 1970 " " " ... " " " " 9 1971 1349.300 285 5983 ... 100.0 NC 54.0 NC 10 1972 1246.700 285 5878 ... 100.0 NC 49.8 NC 11 1973 0.000 262 0 ... NaN NaN NaN NaN 12 1974 1232.700 257 5573 ... 76.4 NC 65.7 NC [13 rows x 9 columns] | INDIAN POINT-1 | PWR | PWR | Permanent Shutdown | 265 | 257 | 277 | 615 | 13.48 | Entergy Nuclear Operations, Inc. | Entergy Nuclear Operations, Inc. | 1956-05-01 | 1962-08-02 | 1962-09-16 | None | None | 1974-10-31 | 1962-10-01 | None | None | None | 643
643 | UNITED STATES OF AMERICA | Year Electricity Supplied [GW.h] Reference Unit Power [MW] Annual Time On Line [h] Operation Factor [%] Energy Availability Factor [%] Load Factor [%] Year Electricity Supplied [GW.h] Reference Unit Power [MW] Annual Time On Line [h] Operation Factor [%] Annual Cumulative Annual Cumulative 0 1972 225.70 75 2987 81.5 100.0 100.0 84.8 84.8 1 1973 2991.00 497 8192 93.5 80.2 80.9 68.7 69.3 2 1974 3179.30 497 7100 81.0 81.0 81.0 73.0 71.1 3 1975 3741.40 485 8224 93.9 87.9 83.2 88.1 76.6 4 1976 3749.20 491 7959 90.6 86.8 84.1 86.9 79.2 5 1977 3622.30 495 7496 85.6 83.5 84.0 83.5 80.0 6 1978 3858.90 495 8039 91.8 89.0 84.8 89.0 81.5 7 1979 3707.50 495 7728 88.2 85.5 84.9 85.5 82.1 8 1980 3587.90 495 7569 86.2 88.0 85.3 82.5 82.1 9 1981 3720.30 495 7757 88.6 89.9 85.8 85.8 82.6 10 1982 3605.40 495 7595 86.7 88.2 86.0 83.2 82.6 11 1983 3016.30 495 6245 71.3 74.5 85.0 69.6 81.4 12 1984 3512.37 495 7405 84.3 86.0 85.1 80.8 81.4 13 1985 3603.08 485 7491 85.5 86.8 85.2 84.8 81.6 14 1986 3417.55 485 7186 82.0 82.1 85.0 80.4 81.5 15 1987 3606.15 485 7478 85.4 85.5 85.0 84.9 81.8 16 1988 3718.68 485 7626 86.8 88.0 85.2 87.3 82.1 17 1989 3485.10 485 7107 81.1 82.9 85.1 82.0 82.1 18 1990 3793.46 485 7713 88.0 89.1 85.3 89.3 82.5 19 1991 3689.18 485 7569 86.4 87.6 85.4 86.8 82.7 20 1992 3668.19 485 7492 85.3 86.6 85.5 86.1 82.9 21 1993 3844.50 485 7883 90.0 90.9 85.7 90.5 83.2 22 1994 3752.30 485 7827 89.4 90.3 85.9 88.3 83.5 23 1995 3385.96 485 7158 81.7 83.4 85.8 79.7 83.3 24 1996 2950.35 485 6653 75.7 78.0 85.5 69.2 82.7 25 1997 825.49 485 1788 20.4 21.4 83.0 19.4 80.2 26 1998 3123.75 485 6609 75.4 75.5 82.7 73.5 80.0 27 1999 3578.50 512 7195 82.1 82.6 82.7 81.9 80.0 28 2000 3527.45 512 7094 80.8 80.9 82.6 78.4 80.0 29 2001 4342.97 512 8631 98.5 98.6 83.2 96.8 80.6 30 2002 4004.30 512 7934 90.6 90.7 83.4 89.3 80.9 31 2003 3713.28 518 7469 85.3 85.6 83.5 81.9 80.9 32 2004 4384.88 518 8559 97.4 97.5 84.0 96.4 81.4 33 2005 3232.63 514 6355 72.5 72.6 83.6 71.8 81.1 34 2006 4094.78 514 7972 91.0 91.0 83.8 90.9 81.4 35 2007 4462.21 514 8760 100.0 100.0 84.3 99.1 82.0 36 2008 4075.91 514 7904 90.0 90.0 84.5 90.3 82.2 37 2009 3782.45 516 7501 85.6 85.7 84.5 83.7 82.2 38 2010 4336.29 515 8495 97.0 97.0 84.9 96.1 82.6 39 2011 3450.08 586 6098 69.6 71.9 84.5 70.8 82.3 40 2012 4633.79 591 7935 90.3 90.4 84.7 89.3 82.5 41 2013 5237.69 591 8760 100.0 100.0 85.1 101.2 83.0 42 2014 4742.28 591 7962 90.9 90.9 85.3 91.6 83.2 43 2015 4819.90 591 8095 92.4 92.4 85.5 93.1 83.5 44 2016 5282.17 591 8784 100.0 100.0 85.8 101.8 84.0 45 2017 4810.70 591 8113 92.6 92.6 86.0 92.9 84.2 46 2018 4948.38 591 8267 94.4 94.5 86.2 95.6 84.5 47 2019 5239.90 591 8760 100.0 100.0 86.6 101.2 84.9 48 2020 4942.57 591 8244 93.8 93.9 86.7 95.2 85.2 49 2021 4754.72 591 8145 93.0 93.0 86.9 91.8 85.3 | POINT BEACH-2 | PWR | WH 2LP (DRYAMB) | Operational | 497 | 591 | 640 | 1800 | 189.86 | NextEra Energy Resources, LLC | NextEra Energy Resources, LLC | 1968-07-25 | 1972-05-30 | 1972-08-02 | None | None | None | 1972-10-01 | 0.853 | 0.866 | 0.869 | 644
644 | UNITED STATES OF AMERICA | Year Electricity Supplied [GW.h] Reference Unit Power [MW] Annual Time On Line [h] Operation Factor [%] Energy Availability Factor [%] Load Factor [%] Year Electricity Supplied [GW.h] Reference Unit Power [MW] Annual Time On Line [h] Operation Factor [%] Annual Cumulative Annual Cumulative 0 1977 4037.70 818 5916 80.6 67.2 67.2 67.2 67.2 1 1978 2603.00 797 3627 41.4 37.3 51.1 37.3 51.1 2 1979 3761.80 797 5153 58.8 53.9 52.1 53.9 52.1 3 1980 3353.50 785 4663 53.1 51.8 52.0 48.6 51.2 4 1981 4083.70 782 5444 62.2 62.4 54.1 59.6 52.9 5 1982 4915.70 806 6651 75.9 76.1 57.9 69.6 55.8 6 1983 3772.30 806 5149 58.8 59.1 58.1 53.4 55.4 7 1984 6478.93 821 8295 94.4 94.5 62.9 89.8 60.0 8 1985 2863.58 821 4171 47.6 48.2 61.2 39.8 57.6 9 1986 2653.21 821 3659 41.8 42.3 59.2 36.9 55.5 10 1987 3620.78 821 5263 60.1 60.2 59.3 50.3 55.0 11 1988 5768.06 821 7375 84.0 84.1 61.4 80.0 57.2 12 1989 2930.00 821 4190 47.8 48.4 60.4 40.7 55.8 13 1990 4142.92 821 5421 61.9 62.3 60.6 57.6 56.0 14 1991 5457.19 821 7136 81.5 81.5 62.0 75.9 57.3 15 1992 5315.90 821 6633 75.5 75.9 62.9 73.7 58.4 16 1993 6080.00 821 7409 84.6 84.8 64.2 84.5 60.0 17 1994 5939.86 818 7292 83.2 83.4 65.3 82.8 61.2 18 1995 7234.95 818 8733 99.7 99.7 67.1 101.0 63.4 19 1996 2417.37 818 3107 35.4 35.9 65.5 33.6 61.9 20 1997 0.00 818 0 0.0 0.0 62.4 0.0 58.9 21 1998 6481.87 818 7777 88.8 88.8 63.6 90.5 60.3 22 1999 6373.09 818 7677 87.6 87.6 64.6 88.9 61.6 23 2000 7197.73 843 8555 97.4 97.4 66.1 97.2 63.1 24 2001 6514.19 834 7784 88.9 88.9 67.0 89.2 64.2 25 2002 7300.31 834 8692 99.2 99.2 68.3 99.9 65.6 26 2003 6579.43 834 7911 90.3 90.3 69.1 90.1 66.6 27 2004 7303.31 838 8584 97.7 97.7 70.2 99.2 67.8 28 2005 6350.94 838 7672 87.6 87.6 70.8 86.5 68.4 29 2006 6953.73 838 8220 93.8 93.8 71.6 94.7 69.3 30 2007 6672.89 838 7896 90.1 90.2 72.2 90.9 70.0 31 2008 7000.06 838 8208 93.4 93.4 72.9 95.1 70.8 32 2009 5387.74 860 6294 71.8 72.6 72.9 71.5 70.9 33 2010 0.00 860 0 0.0 0.0 70.6 0.0 68.7 34 2011 0.00 860 0 0.0 0.0 68.5 0.0 66.6 35 2012 0.00 860 0 0.0 0.0 66.5 0.0 64.7 36 2013 0.00 860 0 0.0 0.0 66.4 0.0 64.5 | CRYSTAL RIVER-3 | PWR | B&W LLP (DRYAMB) | Permanent Shutdown | 825 | 860 | 890 | 2568 | 167.55 | Duke Energy Corp. | Progress Energy | 1968-09-25 | 1977-01-14 | 1977-01-30 | None | None | 2013-02-05 | 1977-03-13 | 0.645 | 0.669 | 0.664 | 645
645 | UNITED STATES OF AMERICA | Year Electricity Supplied [GW.h] ... Load Factor [%] Year Electricity Supplied [GW.h] ... Annual Cumulative 0 1973 Data from a trial operation not provided ... Data from a trial operation not provided Data from a trial operation not provided 1 1974 1271.200 ... 44.7 44.7 2 1975 4829.200 ... 63.6 59.7 3 1976 4672.300 ... 57.1 58.5 4 1977 6275.300 ... 70.9 62.6 5 1978 6732.200 ... 73.9 65.5 6 1979 4759.900 ... 52.2 62.8 7 1980 5278.200 ... 57.8 62.0 8 1981 5256.700 ... 57.7 61.4 9 1982 5158.000 ... 56.6 60.8 10 1983 6195.900 ... 68.0 61.6 11 1984 6001.500 ... 65.7 62.0 12 1985 5130.160 ... 56.3 61.5 13 1986 7346.900 ... 80.6 63.1 14 1987 5131.900 ... 56.3 62.6 15 1988 6652.740 ... 72.8 63.3 16 1989 7694.440 ... 84.5 64.7 17 1990 2646.410 ... 29.0 62.5 18 1991 5131.910 ... 56.3 62.1 19 1992 5365.060 ... 58.7 61.9 20 1993 5292.180 ... 58.1 61.7 21 1994 6151.490 ... 67.5 62.0 22 1995 5922.400 ... 65.0 62.2 23 1996 5608.470 ... 61.4 62.1 24 1997 0.000 ... 0.0 59.4 25 1998 0.000 ... 0.0 59.2 [26 rows x 9 columns] | ZION-2 | PWR | WH 4LP | Permanent Shutdown | 1040 | 1040 | 1085 | 3250 | 124.50 | Exelon Generation Co., LLC | Exelon Generation Co., LLC | 1968-12-01 | 1973-12-24 | 1973-12-26 | None | None | 1998-02-13 | 1974-09-17 | 0.592 | 0.659 | 0.646 | 646
646 | UNITED STATES OF AMERICA | Year Electricity Supplied [GW.h] Reference Unit Power [MW] Annual Time On Line [h] Operation Factor [%] Energy Availability Factor [%] Load Factor [%] Year Electricity Supplied [GW.h] Reference Unit Power [MW] Annual Time On Line [h] Operation Factor [%] Annual Cumulative Annual Cumulative 0 1974 1929.60 535 4669 74.6 74.7 74.7 61.2 61.2 1 1975 3340.10 535 7730 88.2 71.3 72.5 71.3 67.9 2 1976 3382.50 522 6924 78.8 73.7 73.0 73.8 70.2 3 1977 3546.60 522 6985 79.7 77.4 74.2 77.6 72.3 4 1978 3890.60 519 7835 89.4 85.6 76.7 85.6 75.2 5 1979 3439.20 520 6921 79.0 75.5 76.5 75.5 75.2 6 1980 3631.20 522 7207 82.0 82.2 77.4 79.2 75.8 7 1981 3769.20 516 7596 86.7 86.6 78.6 83.4 76.8 8 1982 3824.90 514 7669 87.6 87.4 79.6 85.0 77.8 9 1983 3706.90 510 7334 83.7 83.7 80.0 83.0 78.3 10 1984 3810.00 503 7527 85.7 85.2 80.5 86.2 79.0 11 1985 3699.18 503 7213 82.3 81.8 80.6 84.0 79.5 12 1986 3854.67 503 7514 85.8 85.4 81.0 87.5 80.1 13 1987 4008.62 503 7809 89.1 88.8 81.6 91.0 80.9 14 1988 3914.83 503 7679 87.4 87.1 81.9 88.6 81.4 15 1989 3741.81 503 7390 84.4 83.9 82.0 84.9 81.6 16 1990 3900.84 503 7668 87.5 87.2 82.4 88.5 82.0 17 1991 3674.83 511 7247 82.7 80.4 82.2 82.7 82.1 18 1992 3938.08 511 7682 87.4 87.3 82.5 87.7 82.4 19 1993 3816.91 511 7548 86.2 86.0 82.7 85.3 82.5 20 1994 3961.55 511 7738 88.3 88.2 83.0 88.5 82.8 21 1995 3793.42 511 7645 87.3 87.1 83.2 84.7 82.9 22 1996 3171.08 511 6299 71.7 71.3 82.6 70.6 82.4 23 1997 2363.80 511 4866 55.6 55.5 81.5 52.8 81.1 24 1998 3705.38 511 7584 86.6 86.6 81.7 82.8 81.2 25 1999 4424.66 511 8760 100.0 100.0 82.4 98.8 81.9 26 2000 3799.93 511 7760 88.3 88.5 82.6 84.7 82.0 27 2001 3461.72 511 7009 80.0 80.1 82.5 77.3 81.8 28 2002 4468.73 511 8514 97.2 97.3 83.0 99.8 82.4 29 2003 4159.13 526 7893 90.1 90.5 83.3 91.6 82.7 30 2004 3873.88 556 7049 80.2 80.4 83.2 80.4 82.7 31 2005 3043.13 539 5451 62.2 62.3 82.5 64.4 82.0 32 2006 3673.83 556 6653 76.0 76.0 82.3 75.4 81.8 33 2007 4625.81 556 8238 94.0 94.1 82.7 95.0 82.3 34 2008 4387.30 556 7782 88.6 88.6 82.8 89.8 82.5 35 2009 4515.32 556 8027 91.6 91.7 83.1 92.7 82.8 36 2010 4990.25 556 8760 100.0 100.0 83.6 102.5 83.4 37 2011 4594.76 566 8068 92.1 92.2 83.9 93.1 83.7 38 2012 4515.91 566 7954 90.6 90.6 84.0 90.8 83.9 39 2013 1733.48 566 3034 100.0 100.0 84.2 101.0 84.0 | KEWAUNEE | PWR | WH 2LP (DRYAMB) | Permanent Shutdown | 535 | 566 | 595 | 1772 | 150.08 | Dominion Energy | Dominion Energy | 1968-08-06 | 1974-03-07 | 1974-04-08 | None | None | 2013-05-07 | 1974-06-16 | 0.84 | 0.851 | 0.842 | 647
647 | UNITED STATES OF AMERICA | Year Electricity Supplied [GW.h] Reference Unit Power [MW] Annual Time On Line [h] Operation Factor [%] Energy Availability Factor [%] Load Factor [%] Year Electricity Supplied [GW.h] Reference Unit Power [MW] Annual Time On Line [h] Operation Factor [%] Annual Cumulative Annual Cumulative 0 1974 7.40 520 104 NaN NaN NaN NaN NaN 1 1975 3176.20 520 7035 80.5 69.9 69.9 69.9 69.9 2 1976 2660.60 520 6657 75.8 58.2 64.1 58.2 64.1 3 1977 3882.30 511 7807 89.1 86.7 71.5 86.7 71.5 4 1978 3924.40 507 8126 92.8 88.2 75.6 88.4 75.7 5 1979 4193.00 500 8661 98.9 94.6 79.3 95.7 79.6 6 1980 3468.70 500 7167 81.6 81.4 79.7 79.0 79.5 7 1981 3092.90 500 6292 71.8 71.4 78.5 70.6 78.2 8 1982 3857.70 500 7844 89.5 89.8 79.9 88.1 79.5 9 1983 3716.30 500 7574 86.5 86.5 80.6 84.8 80.0 10 1984 3905.96 500 7830 89.1 89.2 81.5 88.9 80.9 11 1985 3612.47 500 7378 84.2 93.0 82.5 82.5 81.1 12 1986 3853.98 500 7930 90.5 90.6 83.2 88.0 81.6 13 1987 4462.19 500 8760 100.0 100.0 84.4 101.9 83.2 14 1988 3886.16 500 7773 88.5 88.2 84.7 88.5 83.6 15 1989 3887.19 500 7798 89.0 96.9 85.5 88.8 83.9 16 1990 3803.70 500 7602 86.8 83.3 85.4 86.8 84.1 17 1991 4480.40 500 8760 100.0 100.0 86.2 101.8 85.1 18 1992 3223.51 500 6516 74.2 73.5 85.5 73.4 84.5 19 1993 3746.24 512 7338 83.8 83.5 85.4 85.0 84.5 20 1994 4552.96 512 8734 99.7 99.7 86.2 101.5 85.4 21 1995 3968.17 512 7666 87.5 87.5 86.2 88.5 85.5 22 1996 4485.11 512 8653 98.5 98.6 86.8 99.7 86.2 23 1997 3642.86 512 7180 82.0 82.0 86.6 81.2 86.0 24 1998 3333.71 512 6555 74.8 74.8 86.1 74.3 85.5 25 1999 4597.44 522 8690 99.2 99.2 86.6 100.5 86.1 26 2000 4182.26 522 7820 89.0 89.0 86.7 91.2 86.3 27 2001 4270.96 522 8031 91.7 91.7 86.9 93.4 86.6 28 2002 4296.03 522 8082 92.3 92.4 87.1 94.0 86.8 29 2003 4240.97 522 8058 92.0 92.0 87.3 92.8 87.0 30 2004 4660.26 522 8737 99.5 99.5 87.7 101.6 87.5 31 2005 3848.63 522 7296 83.3 83.3 87.6 84.2 87.4 32 2006 4012.40 522 7665 87.5 87.5 87.6 87.8 87.4 33 2007 4456.64 545 8488 96.9 96.9 87.9 93.4 87.6 34 2008 4059.36 545 7768 88.4 88.4 87.9 84.8 87.5 35 2009 4653.35 545 8760 100.0 100.0 88.2 97.5 87.8 36 2010 4128.07 554 7817 89.2 89.3 88.3 86.1 87.8 37 2011 4477.65 519 8354 95.4 95.1 88.5 98.5 88.1 38 2012 3354.75 518 6453 73.5 73.5 88.1 73.7 87.7 39 2013 3069.71 519 6311 72.0 72.1 87.6 67.5 87.2 40 2014 4570.74 518 8556 97.7 97.7 87.9 100.7 87.5 41 2015 3386.74 518 6531 74.6 74.6 87.6 74.6 87.2 42 2016 4066.08 518 7500 85.4 85.4 87.5 89.4 87.3 43 2017 4179.73 519 7767 88.7 88.7 87.6 91.9 87.4 44 2018 4792.83 519 8760 100.0 100.0 87.8 105.4 87.8 45 2019 4367.41 519 8183 93.4 93.4 88.0 96.1 88.0 46 2020 4746.40 519 8783 100.0 100.0 88.2 104.1 88.3 47 2021 4299.59 519 8066 92.1 92.1 88.3 94.6 88.4 | PRAIRIE ISLAND-2 | PWR | WH 2LP (DRYAMB) | Operational | 530 | 519 | 560 | 1677 | 187.50 | Xcel Energy | Northern States Power Co. (subsidiary of Xcel Energy) | 1969-06-25 | 1974-12-17 | 1974-12-21 | None | None | None | 1974-12-21 | 0.884 | 0.889 | 0.883 | 648
648 | UNITED STATES OF AMERICA | Year Electricity Supplied [GW.h] ... Load Factor [%] Year Electricity Supplied [GW.h] ... Annual Cumulative 0 1972 Data from a trial operation not provided ... Data from a trial operation not provided Data from a trial operation not provided 1 1973 3365.400 ... 63.5 63.5 2 1974 3574.300 ... 51.6 56.8 3 1975 4502.500 ... 65.9 60.0 4 1976 5928.700 ... 88.8 67.5 5 1977 5144.700 ... 77.3 69.5 6 1978 5355.000 ... 79.2 71.2 7 1979 4539.200 ... 64.0 70.1 8 1980 4403.700 ... 61.9 69.0 9 1981 5212.000 ... 73.4 69.5 10 1982 4524.100 ... 63.8 68.9 11 1983 5734.000 ... 80.8 70.0 12 1984 5134.170 ... 72.2 70.2 13 1985 5354.420 ... 75.5 70.6 14 1986 6241.760 ... 88.0 71.9 15 1987 4042.900 ... 57.0 70.9 16 1988 4605.710 ... 64.3 70.5 17 1989 6941.710 ... 97.0 72.1 18 1990 4859.730 ... 66.8 71.8 19 1991 6264.370 ... 85.1 72.5 20 1992 5358.000 ... 70.9 72.4 21 1993 5739.870 ... 76.2 72.6 22 1994 6631.980 ... 88.0 73.4 23 1995 197.580 ... 2.6 70.1 24 1996 5062.020 ... 67.0 70.0 25 1997 0.000 ... 0.0 68.2 [26 rows x 9 columns] | MAINE YANKEE | PWR | None | Permanent Shutdown | 825 | 860 | 900 | 2630 | 118.72 | None | None | 1968-10-01 | 1972-10-23 | 1972-11-08 | None | None | 1997-08-01 | 1972-12-28 | 0.682 | 0.73 | 0.705 | 649
649 | UNITED STATES OF AMERICA | Year Electricity Supplied [GW.h] Reference Unit Power [MW] Annual Time On Line [h] Operation Factor [%] Energy Availability Factor [%] Load Factor [%] Year Electricity Supplied [GW.h] Reference Unit Power [MW] Annual Time On Line [h] Operation Factor [%] Annual Cumulative Annual Cumulative 0 1981 3009.57 1105 3253 94.6 96.3 96.3 76.9 76.9 1 1982 7941.70 1106 8517 97.2 97.5 97.3 82.0 81.1 2 1983 775.20 1106 1078 12.3 12.6 59.2 8.0 48.1 3 1984 3225.70 1106 3192 36.3 36.4 52.1 33.2 43.5 4 1985 5033.76 1106 4923 56.2 56.2 53.1 52.0 45.5 5 1986 5317.72 1106 5388 61.5 61.6 54.7 54.9 47.3 6 1987 6176.55 1106 6338 72.4 72.4 57.5 63.8 49.9 7 1988 5982.17 1106 5838 66.5 66.5 58.8 61.6 51.6 8 1989 7824.60 1106 7419 84.7 84.7 61.9 80.8 55.1 9 1990 5446.10 1106 5163 58.9 72.2 63.0 56.2 55.2 10 1991 7662.34 1106 7188 82.0 82.0 64.9 79.1 57.6 11 1992 4744.64 1106 4657 53.0 53.0 63.8 48.8 56.8 12 1993 5575.50 1106 5328 60.8 60.9 63.6 57.6 56.8 13 1994 5606.78 1106 6076 69.4 69.4 64.0 57.9 56.9 14 1995 2071.74 1106 2261 25.8 25.8 61.4 21.4 54.4 15 1996 0.00 1106 0 0.0 0.0 57.3 0.0 50.8 16 1997 2564.28 1106 2834 32.4 32.4 55.8 26.5 49.3 17 1998 7797.25 1106 7287 83.2 83.2 57.4 80.5 51.1 18 1999 7949.39 1106 7431 84.8 84.8 58.9 82.0 52.8 19 2000 8381.72 1106 7819 89.0 89.0 60.4 86.3 54.6 20 2001 9517.60 1092 8736 99.7 99.7 62.4 100.0 56.8 21 2002 8367.43 1092 7620 87.0 86.8 63.5 87.5 58.2 22 2003 8095.61 1116 7355 84.0 83.7 64.4 84.5 59.4 23 2004 8799.76 1116 7945 90.4 90.3 65.5 89.8 60.7 24 2005 8886.03 1129 7897 90.1 90.2 66.6 89.8 61.9 25 2006 9147.38 1130 8220 93.8 93.9 67.7 92.4 63.2 26 2007 9669.39 1130 8506 97.1 97.1 68.8 97.7 64.5 27 2008 8222.00 1156 7285 82.9 82.8 69.4 81.6 65.2 28 2009 9427.50 1158 8069 92.1 92.2 70.2 92.9 66.2 29 2010 9954.77 1158 8620 98.4 98.4 71.2 98.1 67.3 30 2011 9162.79 1158 7863 89.8 89.8 71.8 90.3 68.1 31 2012 8758.57 1158 7813 89.0 89.2 72.4 86.1 68.7 32 2013 10262.83 1158 8760 100.0 100.0 73.3 101.2 69.8 33 2014 7490.46 1158 6488 74.1 74.1 73.3 73.8 69.9 34 2015 8892.07 1158 7710 88.0 88.0 73.8 87.7 70.4 35 2016 8773.17 1158 7661 87.2 87.2 74.2 86.2 70.9 36 2017 8774.68 1158 7617 87.0 87.0 74.5 86.5 71.3 37 2018 8761.52 1158 7844 89.5 89.8 75.0 86.4 71.8 38 2019 9999.01 1158 8649 98.7 98.8 75.6 98.6 72.5 39 2020 9003.39 1158 7941 90.4 90.4 76.0 88.5 72.9 40 2021 8454.84 1158 7764 88.6 88.6 76.3 83.4 73.2 | SALEM-2 | PWR | WH 4LP (DRYAMB) | Operational | 1115 | 1158 | 1200 | 3459 | 289.87 | PSEG Power, Inc. | PSEG Nuclear, LLC | 1968-09-25 | 1980-08-08 | 1981-06-03 | None | None | None | 1981-10-13 | 0.732 | 0.757 | 0.763 | 650
650 | UNITED STATES OF AMERICA | Year Electricity Supplied [GW.h] Reference Unit Power [MW] Annual Time On Line [h] Operation Factor [%] Energy Availability Factor [%] Load Factor [%] Year Electricity Supplied [GW.h] Reference Unit Power [MW] Annual Time On Line [h] Operation Factor [%] Annual Cumulative Annual Cumulative 0 1974 197.40 913 0 NaN NaN NaN NaN NaN 1 1975 2510.30 846 3528 24.0 22.1 22.1 22.1 22.1 2 1976 2205.00 870 2662 30.3 28.5 26.0 28.8 26.2 3 1977 5873.50 873 6748 77.0 76.4 45.0 76.8 45.3 4 1978 4983.90 873 7046 80.4 65.2 50.6 65.2 50.7 5 1979 5711.90 873 6775 77.3 74.6 55.7 74.7 55.9 6 1980 4414.90 873 5301 60.4 60.8 56.6 57.6 56.2 7 1981 2631.10 873 3522 40.2 40.7 54.2 34.4 52.9 8 1982 3366.50 873 4668 53.3 53.8 54.2 44.0 51.8 9 1983 2850.70 873 4101 46.8 47.0 53.4 37.3 50.1 10 1984 3767.55 873 5116 58.2 58.3 53.9 49.1 50.0 11 1985 1936.24 873 2699 30.8 30.8 51.7 25.3 47.7 12 1986 0.00 873 0 0.0 0.0 47.3 0.0 43.6 13 1987 0.00 873 0 0.0 0.0 43.5 0.0 40.1 14 1988 2852.15 873 5227 59.5 67.6 45.3 37.2 39.9 15 1989 1446.09 873 2214 56.9 56.9 45.6 43.3 40.0 | RANCHO SECO-1 | PWR | PWR | Permanent Shutdown | 918 | 873 | 917 | 2772 | 44.75 | None | None | 1969-04-01 | 1974-09-16 | 1974-10-13 | None | None | 1989-06-07 | 1975-04-17 | 0.4 | 0.464 | 0.456 | 651
651 | UNITED STATES OF AMERICA | Year Electricity Supplied [GW.h] ... Load Factor [%] Year Electricity Supplied [GW.h] ... Annual Cumulative 0 1974 Data from a trial operation not provided ... Data from a trial operation not provided Data from a trial operation not provided 1 1975 4898.400 ... 70.2 70.2 2 1976 3888.000 ... 53.0 61.3 3 1977 5103.100 ... 69.7 64.2 4 1978 5249.800 ... 71.7 66.1 5 1979 3323.400 ... 45.4 61.9 6 1980 3781.200 ... 51.5 60.1 7 1981 4900.800 ... 66.9 61.1 8 1982 3721.400 ... 50.8 59.8 9 1983 3220.600 ... 44.0 58.0 10 1984 4604.130 ... 62.7 58.5 11 1985 5190.350 ... 70.9 59.6 12 1986 3589.930 ... 49.0 58.8 13 1987 4763.340 ... 65.0 59.2 14 1988 3963.240 ... 54.0 58.9 15 1989 3377.000 ... 46.1 58.0 16 1990 4145.800 ... 56.6 57.9 17 1991 6540.510 ... 89.3 59.8 18 1992 5833.140 ... 79.4 60.9 19 1993 6126.550 ... 83.7 62.1 20 1994 7198.560 ... 98.3 63.9 21 1995 5978.220 ... 81.6 64.7 22 1996 6287.020 ... 85.6 65.7 23 1997 7251.100 ... 99.0 67.1 24 1998 6216.850 ... 84.9 67.9 25 1999 6714.720 ... 91.7 68.8 26 2000 6410.140 ... 87.3 69.5 27 2001 6875.470 ... 93.9 70.4 28 2002 6568.630 ... 89.7 71.1 29 2003 6794.300 ... 92.8 71.9 30 2004 6827.580 ... 93.0 72.6 31 2005 5743.240 ... 78.0 72.8 32 2006 7474.870 ... 102.1 73.7 33 2007 6882.810 ... 93.2 74.3 34 2008 6124.050 ... 82.7 74.5 35 2009 7302.100 ... 99.0 75.2 36 2010 6607.090 ... 89.6 75.6 37 2011 6395.490 ... 86.7 75.9 38 2012 7436.060 ... 100.5 76.6 39 2013 4448.740 ... 60.7 76.2 40 2014 7180.530 ... 98.0 76.7 41 2015 6528.760 ... 89.2 77.0 42 2016 5681.140 ... 77.4 77.0 43 2017 6883.540 ... 94.0 77.4 44 2018 5647.030 ... 77.1 77.4 45 2019 6447.650 ... 88.0 77.7 46 2020 7436.380 ... 101.3 78.2 47 2021 6553.940 ... 89.5 78.4 [48 rows x 9 columns] | ANO-1 | PWR | B&W LLP (DRYAMB) | Operational | 850 | 836 | 903 | 2568 | 270.24 | ENTERGY ARKANSAS, INC. | Entergy Nuclear Operations, Inc. | 1968-10-01 | 1974-08-06 | 1974-08-17 | None | None | None | 1974-12-19 | 0.784 | 0.821 | 0.816 | 652
652 | UNITED STATES OF AMERICA | Year Electricity Supplied [GW.h] Reference Unit Power [MW] Annual Time On Line [h] Operation Factor [%] Energy Availability Factor [%] Load Factor [%] Year Electricity Supplied [GW.h] Reference Unit Power [MW] Annual Time On Line [h] Operation Factor [%] Annual Cumulative Annual Cumulative 0 1975 4450.80 835 5955 82.5 80.8 80.8 80.8 80.8 1 1976 6804.90 983 7298 83.1 79.2 79.6 78.8 79.2 2 1977 4785.80 1044 6658 76.0 52.4 67.3 52.3 67.1 3 1978 6286.90 1044 6438 73.5 68.8 67.7 68.7 67.6 4 1979 5660.20 1044 5666 64.7 61.9 66.3 61.9 66.2 5 1980 6461.30 1044 6470 73.7 74.8 68.0 70.5 67.0 6 1981 6781.50 1044 6663 76.1 77.1 69.4 74.2 68.2 7 1982 5352.70 1044 5487 62.6 64.2 68.7 58.5 66.8 8 1983 5286.70 1030 5628 64.2 64.3 68.2 58.6 65.9 9 1984 7550.76 1020 8016 91.3 91.3 70.6 84.3 67.8 10 1985 2116.06 1020 2489 28.4 29.8 66.7 23.7 63.6 11 1986 6650.07 1020 7464 85.2 85.5 68.4 74.4 64.5 12 1987 5033.77 1020 5917 67.6 68.2 68.4 56.3 63.9 13 1988 7467.79 1020 8379 95.4 95.5 70.4 83.4 65.3 14 1989 5433.04 1020 6069 69.3 69.9 70.4 60.8 65.0 15 1990 6301.64 1020 6939 79.2 79.2 70.9 70.5 65.4 16 1991 7338.24 1020 7524 85.9 86.0 71.8 82.7 66.4 17 1992 4990.66 1020 5690 64.8 65.1 71.5 56.4 65.8 18 1993 8759.43 1000 8760 100.0 100.0 73.0 99.3 67.6 19 1994 5759.52 1000 6214 70.9 71.0 72.9 65.8 67.6 20 1995 5396.79 1000 5809 66.3 66.4 72.6 61.6 67.3 21 1996 8373.26 1000 8574 97.6 97.6 73.7 95.3 68.6 22 1997 4545.86 1000 4608 52.6 52.4 72.8 51.9 67.8 23 1998 0.00 1000 0 0.0 0.0 69.7 0.0 65.0 24 1999 0.00 1000 0 0.0 0.0 66.9 0.0 62.3 25 2000 129.80 1000 242 2.8 2.8 64.4 1.5 60.0 26 2001 7797.85 1000 7840 89.5 89.5 65.4 89.0 61.1 27 2002 7740.90 1000 7782 88.8 88.9 66.2 88.4 62.0 28 2003 6570.09 1000 6489 74.1 74.1 66.5 75.0 62.5 29 2004 8831.48 1000 8588 97.8 97.7 67.5 100.5 63.8 30 2005 8055.85 1016 7940 90.6 90.7 68.3 90.5 64.7 31 2006 7296.16 1016 7256 82.8 82.8 68.8 82.0 65.2 32 2007 9252.68 1009 8728 99.6 99.6 69.7 104.7 66.4 33 2008 5639.68 1009 5407 61.6 61.6 69.5 63.6 66.3 34 2009 263.43 1009 289 3.3 3.3 67.6 3.0 64.5 35 2010 7806.86 1009 7859 89.7 89.7 68.2 88.3 65.2 36 2011 7716.35 1009 7716 88.1 88.1 68.7 87.3 65.8 37 2012 9224.63 1045 8784 100.0 100.0 69.6 100.5 66.7 38 2013 7850.11 1045 7470 85.3 85.5 70.0 85.7 67.2 39 2014 8296.79 1045 7974 91.0 91.2 70.6 90.6 67.9 40 2015 7822.53 1045 7352 83.9 84.2 70.9 85.4 68.3 41 2016 8311.75 1045 7914 90.1 90.1 71.4 90.6 68.9 42 2017 7260.08 1045 6932 79.1 78.3 71.6 79.3 69.1 43 2018 9299.54 1030 8760 100.0 100.0 72.2 103.1 69.9 44 2019 7343.23 1030 7207 82.3 82.3 72.4 81.4 70.2 45 2020 8303.66 1030 8050 91.6 91.6 72.9 91.8 70.7 46 2021 9074.88 1030 8648 98.7 98.7 73.4 100.6 71.3 | COOK-1 | PWR | WH 4LP (ICECDN) | Operational | 1030 | 1030 | 1131 | 3304 | 297.50 | American Electric Power Company, Inc. | American Electric Power Company, Inc. | 1969-03-25 | 1975-01-18 | 1975-02-10 | None | None | None | 1975-08-28 | 0.713 | 0.74 | 0.734 | 653
653 | UNITED STATES OF AMERICA | Year Electricity Supplied [GW.h] Reference Unit Power [MW] Annual Time On Line [h] Operation Factor [%] Energy Availability Factor [%] Load Factor [%] Year Electricity Supplied [GW.h] Reference Unit Power [MW] Annual Time On Line [h] Operation Factor [%] Annual Cumulative Annual Cumulative 0 1978 3814.00 1082 4729 77.2 65.4 65.4 65.3 65.3 1 1979 5953.50 1082 5773 65.9 62.8 63.7 62.8 63.7 2 1980 6691.20 1082 6535 74.4 74.8 68.1 70.4 66.4 3 1981 6384.80 1082 6178 70.5 71.2 69.0 67.4 66.6 4 1982 6995.60 1082 6738 76.9 77.2 70.8 73.8 68.2 5 1983 7013.60 1071 6835 78.0 78.3 72.2 74.8 69.4 6 1984 5364.36 1060 5196 59.2 59.2 70.2 57.6 67.6 7 1985 5683.63 1060 5852 66.8 66.8 69.8 61.2 66.8 8 1986 4335.57 1060 5389 61.5 61.5 68.8 46.7 64.4 9 1987 5026.56 1060 6248 71.3 71.4 69.1 54.1 63.4 10 1988 2323.26 1060 2715 30.9 30.9 65.5 25.0 59.7 11 1989 6660.99 1060 6518 74.4 74.4 66.2 71.7 60.8 12 1990 4813.31 1060 4854 55.4 55.4 65.4 51.8 60.1 13 1991 8185.91 1090 8013 91.5 91.5 67.3 87.7 62.1 14 1992 1427.30 1090 1714 19.5 20.5 64.1 15.2 58.8 15 1993 7553.81 1060 8459 96.6 96.6 66.2 80.6 60.3 16 1994 3531.45 1060 4757 54.3 54.4 65.4 38.0 58.9 17 1995 8602.53 1060 8268 94.4 94.4 67.1 92.6 60.8 18 1996 8022.60 1060 7641 87.0 87.0 68.2 86.2 62.2 19 1997 5875.21 1060 5705 65.1 64.9 68.0 63.3 62.2 20 1998 0.00 1060 0 0.0 0.0 64.7 0.0 59.2 21 1999 0.00 1060 0 0.0 0.0 61.7 0.0 56.5 22 2000 4789.85 1060 4557 51.9 51.9 61.3 51.4 56.3 23 2001 7963.43 1060 7690 87.8 87.8 62.4 85.8 57.5 24 2002 7687.69 1060 7335 83.7 83.8 63.3 82.8 58.6 25 2003 7112.17 1060 6610 75.5 75.5 63.8 76.6 59.2 26 2004 7938.51 1060 7407 84.3 84.3 64.5 85.3 60.2 27 2005 9415.54 1077 8603 98.2 98.2 65.8 99.8 61.7 28 2006 8388.76 1077 7732 88.2 88.3 66.6 88.9 62.6 29 2007 8124.48 1060 7492 85.5 85.3 67.2 87.5 63.5 30 2008 9396.64 1060 8650 98.5 98.5 68.2 100.9 64.7 31 2009 8062.96 1060 7434 84.9 84.9 68.7 86.8 65.4 32 2010 7839.20 1060 7302 83.4 83.4 69.2 84.4 66.0 33 2011 9641.90 1077 8760 100.0 100.0 70.1 102.2 67.1 34 2012 8497.17 1077 7818 89.0 89.0 70.7 89.8 67.7 35 2013 8430.45 1077 7709 88.0 88.0 71.2 89.4 68.4 36 2014 9334.04 1077 8505 97.1 97.1 71.9 98.9 69.2 37 2015 8696.59 1107 7942 90.7 90.9 72.4 89.7 69.8 38 2016 7048.50 1107 6510 74.1 74.1 72.4 72.5 69.8 39 2017 10332.09 1168 8717 99.5 99.5 73.2 101.0 70.7 40 2018 8311.42 1168 7056 80.6 80.6 73.4 81.2 71.0 41 2019 8816.66 1168 7525 85.9 85.9 73.7 86.2 71.4 42 2020 9962.98 1168 8423 95.9 95.9 74.3 97.1 72.0 43 2021 8811.30 1168 7575 86.5 86.5 74.6 86.1 72.4 | COOK-2 | PWR | WH 4LP (ICECDN) | Operational | 1100 | 1168 | 1231 | 3468 | 298.86 | American Electric Power Company, Inc. | American Electric Power Company, Inc. | 1969-03-25 | 1978-03-10 | 1978-03-22 | None | None | None | 1978-07-01 | 0.724 | 0.745 | 0.746 | 654
654 | UNITED STATES OF AMERICA | Year Electricity Supplied [GW.h] Reference Unit Power [MW] Annual Time On Line [h] Operation Factor [%] Energy Availability Factor [%] Load Factor [%] Year Electricity Supplied [GW.h] Reference Unit Power [MW] Annual Time On Line [h] Operation Factor [%] Annual Cumulative Annual Cumulative 0 1975 4381.60 800 6667 81.8 77.2 77.2 77.4 77.4 1 1976 6303.90 800 8356 95.1 89.7 84.7 89.7 84.8 2 1977 4882.00 807 6313 72.1 68.6 78.6 69.1 78.9 3 1978 4676.10 810 6150 70.2 65.9 75.2 65.9 75.3 4 1979 4194.10 810 6154 70.2 59.1 71.7 59.1 71.8 5 1980 4542.50 810 6349 72.3 72.2 71.8 63.8 70.4 6 1981 6109.60 821 7544 86.1 86.4 74.0 85.0 72.6 7 1982 5362.10 825 6419 73.3 73.9 74.0 74.2 72.8 8 1983 5570.70 825 6719 76.7 77.0 74.4 77.1 73.3 9 1984 6221.60 825 7422 84.5 84.4 75.4 85.8 74.6 10 1985 4359.73 825 5186 59.2 58.8 73.8 60.3 73.3 11 1986 5830.74 825 6855 78.2 78.2 74.2 80.7 73.9 12 1987 5268.48 825 6233 71.2 70.9 73.9 72.9 73.8 13 1988 5164.23 825 6263 71.3 71.0 73.7 71.3 73.6 14 1989 1345.62 825 1727 19.7 18.8 70.0 18.6 69.9 15 1990 1344.37 825 1840 21.0 20.1 66.7 18.6 66.6 16 1991 5465.33 825 6638 75.8 75.5 67.3 75.6 67.1 17 1992 4113.88 825 4927 56.1 55.6 66.6 56.8 66.5 18 1993 7334.90 830 8599 98.2 98.2 68.3 101.2 68.4 19 1994 4686.43 835 5656 64.6 64.6 68.1 64.2 68.2 20 1995 7030.23 835 8487 96.9 96.9 69.5 96.1 69.6 21 1996 4846.90 835 5762 65.6 65.6 69.4 66.1 69.4 22 1997 7158.40 835 8400 95.9 96.0 70.5 97.9 70.7 23 1998 6116.77 835 7184 82.0 82.0 71.0 83.6 71.2 24 1999 6994.34 835 8231 94.0 94.0 72.0 95.6 72.2 25 2000 6449.61 825 7580 86.3 86.2 72.5 88.7 72.9 26 2001 7454.78 825 8727 99.6 99.6 73.6 103.2 74.0 27 2002 4645.18 825 5506 62.8 62.8 73.2 64.3 73.7 28 2003 7532.45 825 8760 100.0 100.0 74.1 104.2 74.7 29 2004 6973.98 870 8034 91.5 91.6 74.7 93.3 75.4 30 2005 7626.32 845 8726 99.6 99.6 75.5 103.0 76.3 31 2006 6449.83 873 7386 84.3 84.3 75.8 84.3 76.6 32 2007 7545.36 873 8701 99.3 99.4 76.6 98.7 77.3 33 2008 7161.09 873 8275 94.2 94.2 77.1 93.4 77.8 34 2009 7528.57 873 8661 98.9 98.9 77.8 98.4 78.4 35 2010 6755.04 855 7814 89.2 89.0 78.1 90.2 78.8 36 2011 7542.52 855 8676 99.0 99.0 78.7 100.7 79.4 37 2012 6070.18 866 6930 78.9 79.1 78.7 80.1 79.4 38 2013 7815.24 866 8760 100.0 100.0 79.3 103.0 80.0 39 2014 6928.82 866 7868 89.8 89.8 79.6 91.3 80.3 40 2015 7772.62 866 8718 99.5 99.5 80.1 102.5 80.9 41 2016 7191.74 866 8132 92.6 92.6 80.4 94.5 81.2 42 2017 7832.43 863 8760 100.0 100.0 80.9 103.5 81.8 43 2018 7289.37 877 8128 92.8 92.8 81.1 95.9 82.1 44 2019 7913.33 877 8760 100.0 100.0 81.6 103.0 82.6 45 2020 7371.35 877 8185 93.2 93.2 81.8 95.7 82.9 46 2021 7869.30 877 8760 100.0 100.0 82.3 102.4 83.3 | CALVERT CLIFFS-1 | PWR | CE 2LP (DRYAMB) | Operational | 845 | 877 | 918 | 2737 | 287.02 | Exelon Corporation | Exelon Generation Co., LLC | 1968-06-01 | 1974-10-07 | 1975-01-03 | None | None | None | 1975-05-08 | 0.833 | 0.826 | 0.823 | 655
655 | UNITED STATES OF AMERICA | Year Electricity Supplied [GW.h] Reference Unit Power [MW] Annual Time On Line [h] Operation Factor [%] Energy Availability Factor [%] Load Factor [%] Year Electricity Supplied [GW.h] Reference Unit Power [MW] Annual Time On Line [h] Operation Factor [%] Annual Cumulative Annual Cumulative 0 1976 116.00 845 0 NaN NaN NaN NaN NaN 1 1977 6009.80 810 7608 86.0 100.0 100.0 85.0 85.0 2 1978 5226.60 810 7129 81.4 72.8 84.5 73.7 78.5 3 1979 5489.00 812 6792 77.5 76.6 81.6 77.2 78.0 4 1980 6412.30 825 8425 95.9 96.2 85.6 88.5 80.8 5 1981 5416.00 825 7005 80.0 80.1 84.4 74.9 79.6 6 1982 5005.20 825 6496 74.2 74.2 82.6 69.3 77.8 7 1983 6113.10 825 7567 86.4 86.4 83.2 84.6 78.8 8 1984 5338.45 825 6502 74.0 73.7 82.0 73.7 78.1 9 1985 5608.05 825 6789 77.5 77.4 81.4 77.6 78.1 10 1986 7006.67 825 8405 96.0 96.0 82.9 97.0 80.0 11 1987 4831.98 825 5859 66.9 66.4 81.4 66.9 78.8 12 1988 6602.69 825 7813 89.0 88.8 82.0 91.1 79.8 13 1989 1448.46 825 1731 19.8 18.3 77.0 20.0 75.1 14 1990 0.00 825 0 0.0 0.0 71.4 0.0 69.7 15 1991 3635.58 825 4515 51.5 51.3 70.0 50.3 68.3 16 1992 6590.28 825 7855 89.4 89.3 71.2 90.9 69.8 17 1993 4975.19 830 5939 67.8 67.4 71.0 68.6 69.7 18 1994 6576.52 840 7925 90.5 90.6 72.1 89.8 70.9 19 1995 5911.11 840 7121 81.3 81.4 72.6 80.3 71.4 20 1996 7247.74 840 8561 97.5 97.5 73.9 98.2 72.8 21 1997 5979.88 840 7100 81.0 81.1 74.3 81.3 73.2 22 1998 7225.49 840 8393 95.8 95.8 75.3 98.2 74.4 23 1999 6332.72 840 7400 84.5 84.5 75.7 86.1 74.9 24 2000 7391.04 835 8614 98.1 98.0 76.6 100.7 76.0 25 2001 6201.52 835 7297 83.3 83.3 76.9 84.8 76.3 26 2002 7480.55 835 8760 100.0 100.0 77.8 102.3 77.4 27 2003 6156.86 835 7124 81.3 81.4 78.0 84.2 77.6 28 2004 7552.20 858 8729 99.4 99.4 78.7 101.3 78.5 29 2005 7114.31 858 8249 94.2 94.2 79.3 94.6 79.1 30 2006 7406.34 862 8621 98.4 98.4 80.0 98.1 79.7 31 2007 6807.83 862 7902 90.2 90.2 80.3 90.2 80.1 32 2008 7514.73 862 8784 100.0 100.0 81.0 99.2 80.7 33 2009 7021.55 862 8227 93.9 93.9 81.4 93.0 81.1 34 2010 7238.91 850 8528 97.4 97.3 81.8 97.2 81.6 35 2011 6787.88 850 8005 91.4 91.4 82.1 91.2 81.9 36 2012 7506.54 850 8784 100.0 100.0 82.6 100.5 82.4 37 2013 6486.75 850 7652 87.3 87.4 82.8 87.1 82.5 38 2014 7422.54 850 8662 98.9 98.9 83.2 99.7 83.0 39 2015 6877.67 850 7969 91.0 91.0 83.4 92.4 83.2 40 2016 7574.55 850 8753 99.6 99.6 83.8 101.4 83.7 41 2017 7278.30 855 8257 94.3 94.3 84.1 97.4 84.0 42 2018 7698.56 855 8760 100.0 100.0 84.5 102.8 84.5 43 2019 7099.58 855 8107 92.6 92.6 84.7 94.8 84.7 44 2020 7709.21 855 8783 100.0 100.0 85.0 102.6 85.2 45 2021 7035.82 855 8178 93.4 93.4 85.2 93.9 85.4 | CALVERT CLIFFS-2 | PWR | CE 2LP (DRYAMB) | Operational | 845 | 855 | 911 | 2737 | 280.80 | Exelon Corporation | Exelon Generation Co., LLC | 1968-06-01 | 1976-11-30 | 1976-12-07 | None | None | None | 1977-04-01 | 0.854 | 0.851 | 0.852 | 656
656 | UNITED STATES OF AMERICA | Year Electricity Supplied [GW.h] Reference Unit Power [MW] Annual Time On Line [h] Operation Factor [%] Energy Availability Factor [%] Load Factor [%] Year Electricity Supplied [GW.h] Reference Unit Power [MW] Annual Time On Line [h] Operation Factor [%] Annual Cumulative Annual Cumulative 0 1978 636.5 880 1298 NaN NaN NaN NaN NaN 1 1979 1318.1 880 1612 74.6 69.3 69.3 69.3 69.3 | THREE MILE ISLAND-2 | PWR | PWR | Permanent Shutdown | 906 | 880 | 959 | 2772 | 1.95 | None | None | 1969-11-01 | 1978-03-27 | 1978-04-21 | None | None | 1979-03-28 | 1978-12-30 | 0.693 | 0.746 | 0.693 | 657
657 | UNITED STATES OF AMERICA | Year Electricity Supplied [GW.h] ... Load Factor [%] Year Electricity Supplied [GW.h] ... Annual Cumulative 0 1974 Data from a trial operation not provided ... Data from a trial operation not provided Data from a trial operation not provided 1 1975 3095.800 ... NaN NaN 2 1976 4133.800 ... 59.9 59.9 3 1977 3716.700 ... 60.6 60.2 4 1978 4277.200 ... 68.1 62.8 5 1979 3349.500 ... 51.7 60.0 6 1980 4790.200 ... 71.4 62.4 7 1981 2770.700 ... 41.8 58.9 8 1982 2893.900 ... 43.6 56.6 9 1983 3968.900 ... 59.3 57.0 10 1984 3609.180 ... 54.6 56.7 11 1985 4761.370 ... 72.3 58.3 12 1986 3645.390 ... 54.2 57.9 13 1987 5080.690 ... 77.3 59.5 14 1988 4115.820 ... 62.0 59.7 15 1989 6479.720 ... 97.7 62.4 16 1990 4103.390 ... 62.2 62.4 17 1991 4707.490 ... 72.5 63.0 18 1992 6157.150 ... 94.6 64.9 19 1993 4956.710 ... 76.8 65.5 20 1994 5512.200 ... 84.9 66.6 21 1995 6465.830 ... 99.6 68.2 22 1996 5726.660 ... 82.6 68.9 23 1997 6009.000 ... 85.7 69.7 24 1998 6951.750 ... 99.2 71.1 25 1999 5968.790 ... 84.3 71.7 26 2000 6413.390 ... 84.8 72.3 27 2001 7496.170 ... 99.2 73.4 28 2002 6627.110 ... 88.4 74.0 29 2003 7146.920 ... 95.3 74.9 30 2004 6896.110 ... 90.8 75.5 31 2005 6993.530 ... 93.3 76.2 32 2006 6422.810 ... 86.3 76.5 33 2007 7499.080 ... 97.7 77.2 34 2008 6433.740 ... 83.6 77.5 35 2009 7190.010 ... 93.7 78.0 36 2010 6509.870 ... 84.8 78.2 37 2011 7529.650 ... 98.1 78.8 38 2012 6802.030 ... 88.4 79.1 39 2013 7056.540 ... 92.0 79.5 40 2014 6816.800 ... 88.8 79.7 41 2015 7570.540 ... 98.6 80.2 42 2016 6991.130 ... 90.9 80.5 43 2017 7318.730 ... 95.4 80.9 44 2018 7009.590 ... 91.3 81.2 45 2019 7558.090 ... 98.5 81.6 46 2020 6410.210 ... 83.3 81.6 47 2021 7247.270 ... 94.4 82.0 [48 rows x 9 columns] | HATCH-1 | BWR | BWR-4 (Mark 1) | Operational | 777 | 876 | 911 | 2804 | 267.93 | GEORGIA POWER CO. | Southern Nuclear Operating Company, Inc. | 1968-09-30 | 1974-09-12 | 1974-11-11 | None | None | None | 1975-12-31 | 0.82 | 0.841 | 0.84 | 658
658 | UNITED STATES OF AMERICA | Year Electricity Supplied [GW.h] ... Load Factor [%] Year Electricity Supplied [GW.h] ... Annual Cumulative 0 1986 Data from a trial operation not provided ... Data from a trial operation not provided Data from a trial operation not provided 1 1987 " ... " " 2 1988 " ... " " 3 1989 " ... " " [4 rows x 9 columns] | SHOREHAM | BWR | BWR | Permanent Shutdown | 809 | 820 | 849 | 2436 | None | None | None | 1972-11-01 | 1985-02-15 | 1986-08-01 | None | None | 1989-06-28 | None | None | None | None | 659
659 | UNITED STATES OF AMERICA | Year Electricity Supplied [GW.h] Reference Unit Power [MW] Annual Time On Line [h] Operation Factor [%] Energy Availability Factor [%] Load Factor [%] Year Electricity Supplied [GW.h] Reference Unit Power [MW] Annual Time On Line [h] Operation Factor [%] Annual Cumulative Annual Cumulative 0 1985 540.55 1093 1213 NaN NaN NaN NaN NaN 1 1986 6757.71 1079 7078 95.4 95.4 95.4 86.2 86.2 2 1987 5728.78 1079 5752 65.7 65.4 78.8 60.6 72.0 3 1988 6243.35 1087 6086 69.3 69.3 75.4 65.4 69.6 4 1989 8615.97 1087 8072 92.2 92.2 79.8 90.5 75.1 5 1990 7578.08 1087 7284 83.2 83.2 80.5 79.6 76.1 6 1991 7718.47 1087 7420 84.7 84.7 81.2 81.1 76.9 7 1992 9247.73 1087 8651 98.5 98.5 83.8 96.8 79.9 8 1993 7796.19 1087 7324 83.6 83.6 83.8 81.9 80.1 9 1994 7896.10 1087 7439 84.9 85.0 83.9 82.9 80.4 10 1995 8820.98 1087 8430 96.2 96.3 85.2 92.6 81.7 11 1996 7932.91 1087 7459 84.9 85.0 85.2 83.1 81.8 12 1997 8883.55 1087 8441 96.4 96.4 86.1 93.3 82.8 13 1998 8158.97 1087 7624 87.0 87.1 86.2 85.7 83.0 14 1999 8443.69 1087 7902 90.2 90.2 86.5 88.7 83.4 15 2000 9188.54 1087 8512 96.9 96.9 87.2 96.2 84.3 16 2001 8658.37 1087 8051 91.9 91.9 87.5 90.9 84.7 17 2002 9286.06 1087 8663 98.9 98.9 88.2 97.5 85.5 18 2003 7725.23 1087 7225 82.5 82.5 87.8 81.1 85.2 19 2004 8017.93 1087 7535 85.8 85.8 87.7 84.0 85.2 20 2005 9441.73 1087 8760 100.0 100.0 88.4 99.1 85.9 21 2006 8529.60 1087 7734 88.3 88.3 88.4 89.6 86.0 22 2007 9720.14 1118 8760 100.0 100.0 88.9 99.2 86.7 23 2008 7263.10 1118 6578 74.9 74.9 88.3 74.0 86.1 24 2009 7998.16 1118 7565 86.4 86.4 88.2 81.7 85.9 25 2010 9752.48 1118 8760 100.0 100.0 88.7 99.6 86.5 26 2011 8751.61 1118 7789 88.9 88.9 88.7 89.4 86.6 27 2012 9474.76 1118 8609 98.0 98.0 89.0 96.5 87.0 28 2013 8428.27 1118 7499 85.6 85.6 88.9 86.0 86.9 29 2014 8499.41 1118 7742 88.4 88.4 88.9 86.8 86.9 30 2015 9749.16 1118 8757 100.0 100.0 89.3 99.6 87.4 31 2016 8966.24 1118 8001 91.1 91.1 89.3 91.3 87.5 32 2017 9765.30 1118 8760 100.0 100.0 89.7 99.7 87.9 33 2018 8560.44 1118 7765 88.6 89.3 89.7 87.4 87.9 34 2019 7350.12 1118 6664 76.1 76.1 89.3 75.0 87.5 35 2020 7348.12 1118 6613 75.3 75.3 88.8 74.8 87.1 36 2021 6411.51 1118 6160 70.3 70.3 88.3 65.5 86.5 | DIABLO CANYON-2 | PWR | WH 4LP (DRYAMB) | Operational | 1106 | 1118 | 1197 | 3411 | 298.81 | PG&E Corporation | Pacific Gas and Electric Company | 1970-12-09 | 1985-08-19 | 1985-10-20 | None | None | None | 1986-03-13 | 0.865 | 0.883 | 0.883 | 660
660 | UNITED STATES OF AMERICA | Year Electricity Supplied [GW.h] Reference Unit Power [MW] Annual Time On Line [h] Operation Factor [%] Energy Availability Factor [%] Load Factor [%] Year Electricity Supplied [GW.h] Reference Unit Power [MW] Annual Time On Line [h] Operation Factor [%] Annual Cumulative Annual Cumulative 0 1975 1423.80 821 3254 93.2 93.2 93.2 58.8 58.8 1 1976 2486.60 789 4911 55.9 35.8 44.3 35.9 39.3 2 1977 2436.60 790 4872 55.6 35.3 40.1 35.2 37.4 3 1978 4794.60 790 7018 80.1 69.3 49.3 69.3 47.4 4 1979 3652.10 790 5741 65.5 52.8 50.1 52.8 48.7 5 1980 1864.60 790 3086 35.1 38.1 47.8 26.9 44.5 6 1981 3283.90 790 5800 66.2 68.0 51.1 47.4 45.0 7 1982 1942.10 790 3378 38.6 41.4 49.7 28.1 42.6 8 1983 3941.70 790 5630 64.3 65.3 51.6 57.0 44.4 9 1984 1429.01 790 2236 25.5 28.9 49.2 20.6 41.8 10 1985 5021.91 790 6983 79.7 80.0 52.2 72.6 44.8 11 1986 2933.07 790 4027 46.0 48.5 51.8 42.4 44.6 12 1987 5694.10 790 8203 93.6 94.0 55.3 82.3 47.7 13 1988 3929.22 790 5361 61.0 62.8 55.9 56.6 48.4 14 1989 4195.43 790 5763 65.8 67.4 56.7 60.6 49.2 15 1990 4067.43 790 5616 64.1 66.1 57.3 58.8 49.8 16 1991 3664.18 754 4959 56.6 57.8 57.3 54.0 50.1 17 1992 1315.10 754 2200 25.0 25.1 55.5 19.9 48.4 18 1993 4000.88 754 5525 63.1 63.1 55.9 60.6 49.0 19 1994 4823.21 754 6436 73.5 73.5 56.8 73.0 50.2 20 1995 6215.96 754 8760 100.0 100.0 58.9 94.1 52.4 21 1996 5188.12 754 7277 82.8 82.9 60.0 78.3 53.5 22 1997 6055.38 754 7816 89.2 89.2 61.2 91.7 55.2 23 1998 6963.48 811 8539 97.5 97.7 62.9 98.0 57.1 24 1999 6095.17 811 7577 86.5 86.5 63.9 85.8 58.4 25 2000 7055.01 811 8616 98.1 98.1 65.3 99.0 60.0 26 2001 6540.43 811 7996 91.3 91.3 66.3 92.1 61.3 27 2002 7078.62 811 8609 98.3 98.3 67.5 99.6 62.7 28 2003 7028.09 811 7966 90.9 91.0 68.4 98.9 64.1 29 2004 7756.76 900 8639 98.4 98.5 69.6 98.1 65.4 30 2005 6781.70 811 7724 88.2 88.2 70.2 95.4 66.4 31 2006 7361.27 937 7972 91.0 91.0 71.0 89.7 67.3 32 2007 7140.26 937 7645 87.3 87.3 71.6 87.0 68.0 33 2008 7854.24 937 8448 96.2 96.2 72.4 95.4 69.0 34 2009 6410.20 920 7060 80.6 80.3 72.7 79.5 69.3 35 2010 8000.04 920 8639 98.6 98.6 73.6 99.3 70.3 36 2011 6336.69 920 6995 79.8 79.9 73.8 78.6 70.6 37 2012 7987.81 920 8704 99.1 99.1 74.5 98.8 71.4 38 2013 6385.33 920 7059 80.6 80.6 74.7 79.2 71.6 39 2014 7987.55 920 8715 99.5 99.5 75.4 99.1 72.4 40 2015 7098.43 920 7704 88.0 87.9 75.8 88.1 72.9 41 2016 8075.19 920 8784 100.0 100.0 76.4 99.9 73.6 42 2017 7191.04 920 8010 91.4 91.4 76.8 89.2 74.0 43 2018 7532.90 932 8453 96.5 96.5 77.3 92.3 74.5 44 2019 6972.51 932 7689 87.8 87.8 77.6 85.4 74.8 45 2020 8088.45 932 8740 99.5 99.5 78.1 98.8 75.4 46 2021 7450.71 932 8035 91.7 91.7 78.4 91.3 75.7 | BRUNSWICK-2 | BWR | BWR-4 (Mark 1) | Operational | 821 | 932 | 960 | 2923 | 256.46 | PROGRESS ENERGY Carolinas, Inc. | Progress Energy | 1970-02-07 | 1975-03-20 | 1975-04-29 | None | None | None | 1975-11-03 | 0.757 | 0.784 | 0.784 | 661
661 | UNITED STATES OF AMERICA | Year Electricity Supplied [GW.h] ... Load Factor [%] Year Electricity Supplied [GW.h] ... Annual Cumulative 0 1976 Data from a trial operation not provided ... Data from a trial operation not provided Data from a trial operation not provided 1 1977 2984.500 ... 43.6 43.6 2 1978 5122.900 ... 74.0 61.0 3 1979 3169.200 ... 45.8 55.5 4 1980 3939.200 ... 56.8 55.8 5 1981 2574.800 ... 37.2 51.9 6 1982 2935.400 ... 42.4 50.2 7 1983 1419.100 ... 20.5 45.8 8 1984 5037.710 ... 72.6 49.3 9 1985 1942.510 ... 28.1 46.9 10 1986 5973.810 ... 86.3 50.9 11 1987 4057.950 ... 58.6 51.6 12 1988 4458.420 ... 64.2 52.7 13 1989 4193.760 ... 60.6 53.3 14 1990 4340.350 ... 62.7 54.0 15 1991 4400.350 ... 64.4 54.7 16 1992 1874.550 ... 27.8 53.0 17 1993 0.000 ... 0.0 50.0 18 1994 5956.340 ... 88.6 52.1 19 1995 5780.710 ... 86.0 53.8 20 1996 5708.150 ... 84.7 55.4 21 1997 6857.030 ... 102.1 57.6 22 1998 6360.440 ... 88.6 59.1 23 1999 6998.160 ... 97.4 60.8 24 2000 6746.480 ... 93.7 62.3 25 2001 7303.120 ... 101.7 63.9 26 2002 6697.340 ... 93.2 65.1 27 2003 7701.830 ... 100.8 66.6 28 2004 7093.380 ... 92.6 67.6 29 2005 7755.050 ... 101.5 68.9 30 2006 7190.780 ... 87.5 69.6 31 2007 7881.910 ... 95.9 70.6 32 2008 7030.630 ... 85.3 71.2 33 2009 8022.670 ... 97.6 72.1 34 2010 6810.870 ... 82.9 72.4 35 2011 8228.370 ... 100.1 73.4 36 2012 6323.870 ... 76.8 73.5 37 2013 8074.210 ... 98.2 74.2 38 2014 7347.750 ... 89.4 74.7 39 2015 8192.600 ... 99.7 75.4 40 2016 7313.540 ... 88.8 75.8 41 2017 8179.120 ... 99.5 76.4 42 2018 7094.070 ... 86.3 76.7 43 2019 7744.250 ... 94.2 77.2 44 2020 6917.770 ... 84.0 77.3 45 2021 8022.510 ... 97.6 77.8 [46 rows x 9 columns] | BRUNSWICK-1 | BWR | BWR-4 (Mark 1) | Operational | 821 | 938 | 990 | 2923 | 258.98 | PROGRESS ENERGY Carolinas, Inc. | Progress Energy | 1970-02-07 | 1976-10-08 | 1976-12-04 | None | None | None | 1977-03-18 | 0.778 | 0.787 | 0.794 | 662
662 | UNITED STATES OF AMERICA | Year Electricity Supplied [GW.h] Reference Unit Power [MW] Annual Time On Line [h] Operation Factor [%] Energy Availability Factor [%] Load Factor [%] Year Electricity Supplied [GW.h] Reference Unit Power [MW] Annual Time On Line [h] Operation Factor [%] Annual Cumulative Annual Cumulative 0 1980 518.84 1148 834 NaN NaN NaN NaN NaN 1 1981 4806.21 1128 4984 60.9 62.1 62.1 50.7 50.7 2 1982 4909.70 1128 4626 52.8 53.4 56.3 49.7 50.0 3 1983 7340.90 1139 6791 77.5 78.2 65.1 73.6 59.5 4 1984 6104.70 1148 5992 68.2 69.1 66.2 60.5 59.8 5 1985 4076.07 1148 3760 42.9 44.7 61.4 40.5 55.5 6 1986 0.00 1148 0 0.0 0.0 50.2 0.0 45.4 7 1987 0.00 1148 0 0.0 0.0 42.4 0.0 38.3 8 1988 127.69 1148 282 3.2 6.4 37.6 1.3 33.4 9 1989 9550.60 1148 8624 98.4 98.5 44.8 95.0 40.6 10 1990 6840.68 1148 6406 73.1 74.0 47.9 68.0 43.5 11 1991 7270.13 1122 6774 77.3 77.6 50.6 74.0 46.4 12 1992 8402.49 1122 7734 88.0 88.2 53.9 85.3 49.7 13 1993 1290.51 1122 1219 13.9 14.8 50.8 13.1 46.8 14 1994 6111.64 1111 5774 65.9 66.0 51.9 62.8 48.0 15 1995 6829.49 1111 6620 75.6 75.6 53.5 70.2 49.5 16 1996 9293.49 1117 8344 95.0 95.1 56.1 95.1 52.4 17 1997 8324.30 1117 7486 85.5 85.5 57.9 85.1 54.3 18 1998 8905.68 1122 7966 90.9 91.0 59.8 90.9 56.4 19 1999 9986.98 1122 8760 100.0 100.0 61.9 101.6 58.8 20 2000 7720.48 1122 6988 79.6 79.5 62.8 78.3 59.8 21 2001 9018.99 1122 7988 91.2 91.2 64.2 91.8 61.4 22 2002 9953.53 1125 8760 100.0 100.0 65.8 101.1 63.2 23 2003 7351.13 1125 6443 73.6 73.6 66.2 74.6 63.7 24 2004 9290.48 1148 8027 91.4 91.4 67.3 92.1 64.9 25 2005 10076.53 1150 8658 98.8 98.8 68.6 100.0 66.4 26 2006 9086.03 1150 7915 90.4 90.4 69.4 90.2 67.3 27 2007 8758.29 1148 7668 87.5 87.5 70.1 87.1 68.1 28 2008 10164.80 1148 8738 99.5 99.5 71.2 100.8 69.3 29 2009 8962.17 1148 7820 89.3 89.3 71.9 89.1 70.0 30 2010 8464.09 1152 7524 85.9 86.0 72.4 83.9 70.5 31 2011 9888.54 1152 8636 98.6 98.6 73.2 98.0 71.4 32 2012 8945.17 1152 7907 90.0 90.0 73.8 88.4 71.9 33 2013 8805.63 1152 7834 89.4 89.4 74.2 87.2 72.4 34 2014 10051.76 1152 8760 100.0 100.0 75.0 99.6 73.2 35 2015 7771.73 1152 7196 82.2 82.2 75.2 77.0 73.4 36 2016 7673.62 1152 6783 77.2 77.2 75.3 75.8 73.4 37 2017 9378.86 1152 8420 96.1 96.1 75.9 92.9 74.0 38 2018 8916.87 1152 7858 89.7 89.7 76.2 88.4 74.4 39 2019 8189.64 1152 7523 85.9 85.9 76.5 81.2 74.5 40 2020 9846.77 1152 8627 98.2 98.2 77.1 97.3 75.1 41 2021 8836.62 1152 7810 89.2 89.2 77.4 87.6 75.4 | SEQUOYAH-1 | PWR | WH 4LP (ICECND) | Operational | 1148 | 1152 | 1221 | 3455 | 304.74 | Tennessee Valley Authority | Tennessee Valley Authority | 1970-05-27 | 1980-07-05 | 1980-07-22 | None | None | None | 1981-07-01 | 0.754 | 0.771 | 0.774 | 663
663 | UNITED STATES OF AMERICA | Year Electricity Supplied [GW.h] Reference Unit Power [MW] Annual Time On Line [h] Operation Factor [%] Energy Availability Factor [%] Load Factor [%] Year Electricity Supplied [GW.h] Reference Unit Power [MW] Annual Time On Line [h] Operation Factor [%] Annual Cumulative Annual Cumulative 0 1981 1.90 1148 14 NaN NaN NaN NaN NaN 1 1982 5207.56 1145 5881 74.0 75.0 75.0 66.8 66.8 2 1983 6691.40 1133 6346 72.4 72.8 73.6 67.4 67.2 3 1984 6403.27 1148 6112 69.6 69.8 72.1 63.5 65.7 4 1985 5624.97 1148 5223 59.6 59.8 68.7 55.9 63.0 5 1986 0.00 1148 0 0.0 0.0 53.7 0.0 49.2 6 1987 0.00 1148 0 0.0 0.0 44.0 0.0 40.4 7 1988 3934.70 1148 5097 58.0 59.4 46.4 39.0 40.2 8 1989 6067.70 1148 6103 69.7 70.7 49.6 60.3 42.8 9 1990 7185.46 1148 6864 78.4 79.1 53.0 71.4 46.2 10 1991 9318.89 1122 8482 96.8 96.9 57.5 94.8 51.2 11 1992 7276.08 1122 7031 80.0 80.4 59.6 73.8 53.3 12 1993 2094.36 1122 2213 25.3 26.3 56.8 21.3 50.6 13 1994 5849.36 1106 5415 61.8 61.8 57.2 60.4 51.3 14 1995 8887.69 1106 8064 92.0 92.2 59.7 91.7 54.2 15 1996 7682.50 1117 6894 78.5 78.6 61.0 78.9 55.9 16 1997 8725.64 1117 8001 91.3 91.4 62.9 89.2 58.0 17 1998 9799.59 1117 8656 98.8 98.8 65.0 100.2 60.5 18 1999 8978.97 1117 8203 93.6 93.6 66.6 91.8 62.2 19 2000 9058.27 1117 8158 92.9 92.9 68.0 92.3 63.8 20 2001 9939.87 1117 8760 100.0 100.0 69.7 101.6 65.8 21 2002 8542.04 1126 7640 87.2 87.3 70.5 87.1 66.8 22 2003 8258.27 1126 7401 84.5 84.6 71.2 83.7 67.6 23 2004 9464.89 1124 8353 95.1 95.1 72.2 95.9 68.8 24 2005 8922.57 1127 7867 89.8 89.8 73.0 90.4 69.7 25 2006 8914.65 1127 7931 90.5 90.6 73.7 90.3 70.6 26 2007 9892.40 1126 8692 99.2 99.2 74.7 100.3 71.7 27 2008 8752.56 1126 7749 88.2 88.2 75.2 88.5 72.4 28 2009 8792.36 1126 7837 89.5 89.5 75.7 89.1 73.0 29 2010 9536.67 1126 8573 97.9 97.9 76.5 96.7 73.8 30 2011 8799.53 1126 8016 91.5 91.5 77.0 89.2 74.3 31 2012 7640.46 1125 6866 78.2 78.2 77.0 77.3 74.4 32 2013 9661.10 1126 8519 97.2 97.2 77.7 97.9 75.2 33 2014 8840.63 1125 7867 89.8 89.8 78.0 89.7 75.6 34 2015 8739.59 1125 7849 89.6 89.6 78.4 88.7 76.0 35 2016 9595.60 1125 8526 97.1 97.1 78.9 97.1 76.6 36 2017 8848.02 1125 7824 89.3 89.3 79.2 89.8 77.0 37 2018 8786.87 1139 7909 90.3 90.3 79.5 88.1 77.3 38 2019 9874.98 1139 8711 99.4 99.4 80.0 99.0 77.8 39 2020 9252.42 1139 8190 93.2 93.2 80.4 92.5 78.2 40 2021 8478.57 1139 7828 89.4 89.4 80.6 85.0 78.4 | SEQUOYAH-2 | PWR | WH 4LP (ICECND) | Operational | 1148 | 1139 | 1200 | 3455 | 306.78 | Tennessee Valley Authority | Tennessee Valley Authority | 1970-05-27 | 1981-11-05 | 1981-12-23 | None | None | None | 1982-06-01 | 0.784 | 0.806 | 0.806 | 664
666 | UNITED STATES OF AMERICA | Year Electricity Supplied [GW.h] Reference Unit Power [MW] Annual Time On Line [h] Operation Factor [%] Energy Availability Factor [%] Load Factor [%] Year Electricity Supplied [GW.h] Reference Unit Power [MW] Annual Time On Line [h] Operation Factor [%] Annual Cumulative Annual Cumulative 0 1974 1452.00 515 4101 NaN NaN NaN NaN NaN 1 1975 2298.20 515 6965 78.6 79.4 79.4 50.9 50.9 2 1976 2489.40 515 6847 78.0 55.1 66.7 55.0 53.0 3 1977 2897.80 515 6908 78.9 64.3 65.9 64.2 56.9 4 1978 1227.50 515 2902 33.1 27.2 56.0 27.2 49.3 5 1979 2898.90 515 6830 78.0 64.2 57.7 64.3 52.3 6 1980 2796.30 515 6456 73.5 73.2 60.3 61.8 54.0 7 1981 2219.50 515 6108 69.7 69.3 61.6 49.2 53.3 8 1982 2280.40 515 6543 74.7 74.2 63.2 50.6 52.9 9 1983 2324.30 515 5503 62.8 61.8 63.0 51.5 52.8 10 1984 2717.56 515 6402 72.9 72.2 64.0 60.1 53.5 11 1985 1940.49 515 4711 53.8 52.6 62.9 43.0 52.5 12 1986 3192.83 515 7495 85.6 81.5 64.5 70.8 54.1 13 1987 2546.58 515 5513 62.9 62.0 64.3 56.4 54.2 14 1988 3520.21 515 7128 81.2 72.3 64.9 77.0 55.9 15 1989 3143.64 538 6561 74.9 62.4 64.7 67.0 56.7 16 1990 3021.05 538 6498 74.2 74.7 65.4 64.1 57.2 17 1991 4146.80 515 8217 93.8 93.9 67.1 89.0 59.1 18 1992 3434.64 515 7112 81.0 80.5 67.8 75.9 60.0 19 1993 3241.40 515 6755 77.1 76.6 68.3 71.8 60.6 20 1994 4108.36 515 8078 92.2 92.0 69.5 91.1 62.2 21 1995 3736.97 515 7253 82.8 82.4 70.1 82.8 63.1 22 1996 3938.54 520 7906 90.0 89.9 71.0 86.2 64.2 23 1997 4155.53 520 8125 92.8 92.7 71.9 91.2 65.4 24 1998 3839.16 520 7477 85.4 85.2 72.5 84.3 66.2 25 1999 3649.04 520 7267 83.0 83.0 72.9 80.1 66.7 26 2000 4455.71 520 8553 97.4 97.4 73.9 97.6 67.9 27 2001 3860.64 565 7473 85.3 85.4 74.3 84.1 68.5 28 2002 4581.08 565 8147 93.0 93.6 75.0 92.7 69.5 29 2003 3998.57 565 7209 82.3 83.8 75.4 80.8 69.9 30 2004 4929.91 565 8596 97.9 97.9 76.2 99.3 71.0 31 2005 4544.47 562 7882 90.0 90.0 76.7 92.3 71.7 32 2006 5095.41 581 8664 98.9 98.9 77.4 100.1 72.7 33 2007 4518.88 580 7598 86.7 86.7 77.7 88.9 73.2 34 2008 5282.81 580 8784 100.0 100.0 78.5 103.7 74.2 35 2009 4678.93 579 7891 90.1 90.1 78.8 92.2 74.8 36 2010 4454.36 601 7471 85.3 85.8 79.0 84.6 75.1 37 2011 5215.23 601 8611 98.3 98.3 79.6 99.1 75.8 38 2012 4347.00 601 7391 84.1 84.2 79.8 82.3 76.0 39 2013 5320.78 601 8760 100.0 100.0 80.4 101.0 76.7 40 2014 4152.47 601 7482 85.4 85.4 80.5 78.9 76.8 41 2015 5243.45 601 8760 100.0 100.0 81.0 99.6 77.4 42 2016 4702.67 601 8096 92.2 92.2 81.3 89.1 77.7 43 2017 5213.51 601 8683 99.1 99.1 81.8 99.0 78.3 44 2018 4895.41 601 8258 94.3 94.3 82.1 93.0 78.6 45 2019 5235.72 601 8711 99.4 99.4 82.5 99.4 79.1 46 2020 2904.86 601 5340 81.2 81.2 82.5 73.5 79.0 | DUANE ARNOLD-1 | BWR | BWR-4 (Mark 1) | Permanent Shutdown | 601 | 601 | 624 | 1912 | 172.69 | NextEra Energy Resources, LLC | NextEra Energy Resources, LLC | 1970-06-22 | 1974-03-23 | 1974-05-19 | None | None | 2020-10-12 | 1975-02-01 | 0.79 | 0.838 | 0.825 | 667
667 | UNITED STATES OF AMERICA | Year Electricity Supplied [GW.h] Reference Unit Power [MW] Annual Time On Line [h] Operation Factor [%] Energy Availability Factor [%] Load Factor [%] Year Electricity Supplied [GW.h] Reference Unit Power [MW] Annual Time On Line [h] Operation Factor [%] Annual Cumulative Annual Cumulative 0 1975 2153.70 821 4369 70.1 100.0 100.0 50.4 50.4 1 1976 4156.40 670 6284 71.5 70.4 80.5 70.6 63.8 2 1977 3893.40 770 5986 68.3 57.7 70.7 57.7 61.2 3 1978 4197.40 800 6311 72.0 59.9 67.3 59.9 60.8 4 1979 2964.70 800 4450 50.8 42.3 61.4 42.3 56.4 5 1980 4334.10 802 6162 70.2 70.4 63.1 61.5 57.4 6 1981 4779.70 810 6539 74.6 74.8 65.0 67.4 59.0 7 1982 4959.70 810 6570 75.0 75.3 66.4 69.9 60.5 8 1983 4634.30 810 6183 70.6 70.7 67.0 65.3 61.1 9 1984 4899.36 810 6745 76.8 76.9 68.0 68.9 62.0 10 1985 4166.52 810 5576 63.6 64.1 67.7 58.7 61.6 11 1986 6015.61 796 7931 90.5 90.5 69.7 86.1 63.8 12 1987 4198.34 794 5891 67.2 67.1 69.5 60.3 63.5 13 1988 4356.87 778 5844 66.5 66.5 69.2 63.5 63.5 14 1989 6155.35 757 7944 90.7 90.3 70.6 92.8 65.5 15 1990 4601.93 782 6045 69.0 68.4 70.5 67.2 65.6 16 1991 3376.75 780 4534 51.8 56.0 69.6 49.4 64.6 17 1992 0.00 780 0 0.0 0.0 65.7 0.0 60.9 18 1993 4746.46 780 6301 71.9 71.6 66.0 69.5 61.4 19 1994 4972.63 774 7224 82.5 81.9 66.8 73.3 62.0 20 1995 4804.03 780 6336 72.3 71.6 67.0 70.5 62.4 21 1996 5290.38 762 7036 80.1 79.3 67.6 78.6 63.1 22 1997 6624.58 799 8310 94.9 94.9 68.8 94.6 64.6 23 1998 4930.50 785 6613 75.5 75.2 69.1 71.7 64.9 24 1999 6567.39 813 8205 93.7 93.5 70.1 93.7 66.1 25 2000 6024.77 813 7617 86.7 86.6 70.8 84.4 66.8 26 2001 7090.50 813 8639 98.6 98.6 71.9 99.6 68.1 27 2002 6595.02 813 8112 92.6 92.4 72.6 92.6 69.0 28 2003 6965.97 813 8435 96.3 96.2 73.5 97.8 70.1 29 2004 6455.92 813 7984 90.9 90.8 74.1 90.4 70.8 30 2005 7052.31 825 8403 95.9 95.9 74.8 97.6 71.7 31 2006 6758.75 852 8108 92.6 92.6 75.4 90.6 72.3 32 2007 6918.35 852 8318 95.0 95.0 76.1 92.7 73.0 33 2008 6691.05 852 8105 92.3 92.3 76.6 89.4 73.5 34 2009 7398.07 854 8760 100.0 100.0 77.3 98.9 74.3 35 2010 6361.48 855 7908 90.3 90.3 77.7 84.9 74.6 36 2011 7243.97 855 8760 100.0 100.0 78.4 96.7 75.3 37 2012 6070.46 813 7536 85.8 85.8 78.6 85.0 75.6 38 2013 6839.79 813 8557 97.7 97.7 79.1 96.0 76.1 39 2014 5828.69 813 7627 87.1 87.1 79.3 81.8 76.2 40 2015 7382.19 813 8760 100.0 100.0 79.8 103.7 76.9 41 2016 5857.96 813 8302 94.5 94.5 80.2 82.0 77.0 42 2017 6183.13 813 7708 88.0 85.8 80.3 86.8 77.3 43 2018 6527.73 813 8096 92.4 92.4 80.6 91.7 77.6 44 2019 7354.21 813 8760 100.0 100.0 81.0 103.3 78.2 45 2020 6608.23 813 8083 92.0 92.0 81.3 92.5 78.5 46 2021 7372.93 813 8760 100.0 100.0 81.7 103.5 79.1 | FITZPATRICK | BWR | BWR-4 (Mark 1) | Operational | 821 | 813 | 849 | 2536 | 258.81 | Exelon Corporation | Exelon Generation Co., LLC | 1968-09-01 | 1974-11-17 | 1975-02-01 | None | None | None | 1975-07-28 | 0.791 | 0.818 | 0.817 | 668
668 | UNITED STATES OF AMERICA | Year Electricity Supplied [GW.h] Reference Unit Power [MW] Annual Time On Line [h] Operation Factor [%] Energy Availability Factor [%] Load Factor [%] Year Electricity Supplied [GW.h] Reference Unit Power [MW] Annual Time On Line [h] Operation Factor [%] Annual Cumulative Annual Cumulative 0 1976 504.50 852 821 37.2 100.0 100.0 16.1 16.1 1 1977 2870.30 843 4312 49.2 39.2 51.6 38.9 34.2 2 1978 2481.40 800 3569 40.7 35.4 44.6 35.4 34.8 3 1979 1778.40 815 3498 39.9 24.8 38.6 24.9 31.8 4 1980 300.70 811 600 6.8 6.9 31.2 4.2 25.3 5 1981 4674.70 810 6444 73.6 73.9 39.2 65.9 33.0 6 1982 2717.40 810 3644 41.6 41.7 39.6 38.3 33.8 7 1983 4682.20 810 5976 68.2 68.6 43.6 66.0 38.2 8 1984 4756.84 810 6301 71.7 71.8 47.0 66.9 41.7 9 1985 5901.46 810 8046 91.8 91.9 51.8 83.2 46.1 10 1986 4784.15 810 6195 70.7 70.7 53.7 67.4 48.2 11 1987 5620.94 810 7320 83.6 84.0 56.4 79.2 51.0 12 1988 4993.62 810 6989 79.6 79.6 58.2 70.2 52.5 13 1989 3794.29 810 5822 66.5 66.5 58.9 53.5 52.6 14 1990 6167.05 810 8074 92.2 92.2 61.2 86.9 55.0 15 1991 3710.88 810 4883 55.7 55.8 60.8 52.3 54.8 16 1992 6298.39 810 8218 93.6 93.6 62.8 88.5 56.9 17 1993 4359.75 810 5891 67.2 67.3 63.1 61.4 57.1 18 1994 5504.38 810 6991 79.8 79.9 64.0 77.6 58.3 19 1995 5449.22 810 6813 77.8 77.8 64.7 76.8 59.2 20 1996 5698.05 810 7132 81.2 81.2 65.6 80.1 60.2 21 1997 4025.78 810 4972 56.8 56.8 65.1 56.7 60.1 22 1998 2829.29 810 3557 40.6 40.4 64.0 39.9 59.2 23 1999 6106.21 810 7746 88.4 88.5 65.1 86.1 60.3 24 2000 5883.02 810 7430 84.6 84.6 65.9 82.7 61.2 25 2001 5991.02 821 7407 84.6 84.6 66.6 84.1 62.2 26 2002 6989.86 821 8490 96.9 97.0 67.8 97.2 63.5 27 2003 5985.36 821 7359 84.0 84.1 68.4 83.2 64.2 28 2004 6678.55 821 8119 92.4 92.4 69.3 92.6 65.3 29 2005 7290.28 821 8760 100.0 100.0 70.3 101.4 66.5 30 2006 5828.55 851 6973 79.6 79.6 70.6 78.2 66.9 31 2007 7057.66 892 8017 91.5 91.6 71.4 90.3 67.7 32 2008 7945.03 892 8784 100.0 100.0 72.4 101.4 68.9 33 2009 7217.48 892 7999 91.3 91.3 73.0 92.4 69.6 34 2010 7119.41 892 7963 90.9 90.9 73.5 91.1 70.3 35 2011 7854.57 892 8702 99.3 99.3 74.3 100.5 71.2 36 2012 7220.58 892 8010 91.2 91.2 74.8 92.2 71.9 37 2013 6963.06 921 7825 89.3 89.4 75.2 88.9 72.4 38 2014 7477.39 921 8116 92.6 92.6 75.8 92.7 72.9 39 2015 7282.19 921 7971 91.0 91.0 76.2 90.3 73.4 40 2016 7351.14 921 8031 91.4 91.4 76.6 90.9 73.9 41 2017 7999.17 921 8624 98.4 98.4 77.2 99.2 74.6 42 2018 7430.72 908 8156 93.1 93.1 77.6 93.4 75.1 43 2019 7416.90 908 8193 93.5 93.5 78.0 93.2 75.5 44 2020 8047.73 908 8783 100.0 100.0 78.5 100.9 76.1 45 2021 7339.79 908 8028 91.6 91.6 78.8 92.3 76.5 | BEAVER VALLEY-1 | PWR | WH 3LP (DRYSUB) | Operational | 835 | 908 | 959 | 2900 | 256.20 | PPL Susquehanna, LLC | FIRST ENERGY NUCLEAR OPERATING CO. | 1970-06-26 | 1976-05-10 | 1976-06-14 | None | None | None | 1976-10-01 | 0.765 | 0.785 | 0.788 | 669
669 | UNITED STATES OF AMERICA | Year Electricity Supplied [GW.h] Reference Unit Power [MW] Annual Time On Line [h] Operation Factor [%] Energy Availability Factor [%] Load Factor [%] Year Electricity Supplied [GW.h] Reference Unit Power [MW] Annual Time On Line [h] Operation Factor [%] Annual Cumulative Annual Cumulative 0 1976 317.20 802 919 NaN NaN NaN NaN NaN 1 1977 5343.70 779 7414 84.6 78.4 78.4 78.3 78.3 2 1978 5009.70 777 6674 76.2 73.6 76.0 73.6 76.0 3 1979 4889.60 777 6469 73.8 71.7 74.6 71.8 74.6 4 1980 5201.90 777 6797 77.4 76.0 74.9 76.2 75.0 5 1981 4954.70 777 6364 72.6 70.5 74.0 72.8 74.6 6 1982 6784.60 803 8227 93.9 94.2 77.5 96.4 78.3 7 1983 1099.50 820 1350 15.4 15.4 68.2 15.3 68.9 8 1984 4243.28 822 5154 58.7 58.6 67.0 58.8 67.6 9 1985 5868.61 827 7067 80.7 80.4 68.5 81.1 69.2 10 1986 7052.03 839 8351 95.3 95.7 71.4 97.1 72.1 11 1987 5719.18 839 6812 77.8 77.8 72.0 77.8 72.6 12 1988 6256.01 839 7407 84.3 84.4 73.0 84.9 73.7 13 1989 6947.34 839 8257 94.3 94.3 74.7 94.5 75.3 14 1990 4503.49 839 5463 62.4 64.3 74.0 61.3 74.3 15 1991 5793.30 839 7089 80.9 81.0 74.4 78.8 74.6 16 1992 7142.17 839 8479 96.5 96.5 75.9 96.9 76.0 17 1993 5440.51 839 6678 76.2 76.2 75.9 74.0 75.9 18 1994 6183.59 839 7600 86.8 86.8 76.5 84.1 76.4 19 1995 5519.42 839 6662 76.0 76.2 76.5 75.1 76.3 20 1996 5222.04 839 6472 73.7 73.8 76.4 70.9 76.0 21 1997 5717.75 839 6842 78.1 78.1 76.4 77.8 76.1 22 1998 7035.48 839 8393 95.8 95.8 77.4 95.7 77.0 23 1999 6532.73 839 7752 88.5 88.5 77.8 88.9 77.6 24 2000 7513.70 839 8784 100.0 100.0 78.8 102.0 78.6 25 2001 6709.77 839 7915 90.4 90.4 79.3 91.3 79.1 26 2002 6919.40 839 8163 93.2 93.2 79.8 94.2 79.7 27 2003 7504.81 839 8760 100.0 100.0 80.6 102.1 80.6 28 2004 6324.30 839 7518 85.6 85.6 80.8 85.8 80.8 29 2005 6088.09 839 7217 82.4 82.4 80.8 82.8 80.8 30 2006 7463.29 839 8760 100.0 100.0 81.5 101.6 81.5 31 2007 6235.76 839 7417 84.7 84.7 81.6 84.8 81.6 32 2008 6673.04 839 7872 89.6 89.6 81.8 90.6 81.9 33 2009 7369.21 839 8760 100.0 100.0 82.4 100.3 82.5 34 2010 5302.68 839 6813 77.8 77.8 82.2 72.2 82.2 35 2011 6240.99 839 7719 88.1 88.1 82.4 84.9 82.2 36 2012 4912.62 982 5821 66.3 69.7 82.0 59.1 81.5 37 2013 6980.44 982 7104 81.1 81.1 82.0 81.1 81.5 38 2014 8721.17 982 8760 100.0 100.0 82.5 101.4 82.1 39 2015 7833.25 982 7927 90.5 90.5 82.8 91.1 82.4 40 2016 6918.93 982 7059 80.4 80.4 82.7 80.2 82.3 41 2017 8512.14 981 8554 97.6 97.6 83.1 99.0 82.8 42 2018 7914.55 981 7986 91.2 91.2 83.3 92.1 83.0 43 2019 6098.13 981 6182 70.6 70.6 83.0 71.0 82.7 44 2020 8726.84 981 8783 100.0 100.0 83.4 101.3 83.2 45 2021 7734.30 981 7811 89.2 89.2 83.6 90.0 83.4 | ST. LUCIE-1 | PWR | CE 2LP (DRYAMB) | Operational | 830 | 981 | 1045 | 3020 | 283.48 | Florida Power & Light Co. | Florida Power & Light Co. | 1970-07-01 | 1976-04-22 | 1976-05-07 | None | None | None | 1976-12-21 | 0.834 | 0.835 | 0.836 | 670
670 | UNITED STATES OF AMERICA | Year Electricity Supplied [GW.h] Reference Unit Power [MW] Annual Time On Line [h] Operation Factor [%] Energy Availability Factor [%] Load Factor [%] Year Electricity Supplied [GW.h] Reference Unit Power [MW] Annual Time On Line [h] Operation Factor [%] Annual Cumulative Annual Cumulative 0 1975 134.70 745 623 NaN NaN NaN NaN NaN 1 1976 4543.20 780 6815 77.6 66.4 66.4 66.3 66.3 2 1977 4345.70 790 5756 65.7 62.9 64.6 62.8 64.5 3 1978 4507.20 802 5756 65.7 64.1 64.4 64.2 64.4 4 1979 4370.90 837 5385 61.5 59.6 63.2 59.6 63.2 5 1980 4884.30 864 5947 67.7 68.2 64.2 64.4 63.4 6 1981 6091.70 864 7229 82.5 82.7 67.5 80.5 66.4 7 1982 5015.60 864 6183 70.6 70.5 67.9 66.3 66.4 8 1983 2474.40 861 2993 34.2 34.1 63.6 32.8 62.0 9 1984 6608.34 860 8209 93.4 93.4 67.0 87.5 65.0 10 1985 3515.65 857 4322 49.3 47.7 65.0 47.7 63.2 11 1986 5164.85 857 6352 72.5 72.5 65.7 68.8 63.7 12 1987 6892.53 857 8177 93.3 93.3 68.1 91.8 66.1 13 1988 5735.94 863 6810 77.5 77.2 68.8 75.9 66.9 14 1989 4763.57 863 5705 65.1 66.8 68.6 63.0 66.6 15 1990 5309.94 863 6389 72.9 72.8 68.9 70.2 66.9 16 1991 3948.13 863 4820 55.0 55.3 68.1 52.2 65.9 17 1992 2725.02 873 3187 36.3 36.1 66.1 35.6 64.1 18 1993 6295.91 873 7431 84.8 84.8 67.2 82.3 65.1 19 1994 3676.45 873 4289 49.0 49.0 66.2 48.1 64.2 20 1995 2740.54 873 3273 37.4 37.4 64.7 35.8 62.8 21 1996 1046.48 871 1222 13.9 13.7 62.2 13.7 60.4 22 1997 0.00 871 0 0.0 0.0 59.4 0.0 57.6 23 1998 0.00 871 0 0.0 0.0 56.7 0.0 55.0 24 1999 4433.22 870 5310 60.6 60.6 56.9 58.2 55.1 25 2000 6268.50 873 7353 83.7 83.7 58.0 81.8 56.2 26 2001 7284.02 869 8587 98.0 98.0 59.6 95.4 57.8 27 2002 6209.31 871 7285 83.2 83.2 60.4 81.5 58.7 28 2003 6109.80 866 7083 80.9 80.9 61.2 80.2 59.4 29 2004 7596.04 877 8677 98.8 98.8 62.5 98.7 60.8 30 2005 6843.02 866 7812 89.2 89.2 63.4 90.2 61.8 31 2006 6519.46 882 7453 85.1 85.1 64.1 84.4 62.6 32 2007 7686.76 877 8760 100.0 100.0 65.3 100.1 63.8 33 2008 6619.59 877 7596 86.5 86.5 65.9 85.9 64.4 34 2009 6239.17 877 7196 82.2 82.2 66.4 81.2 65.0 35 2010 7414.57 869 8547 97.6 97.6 67.3 97.4 65.9 36 2011 6601.01 869 7620 87.0 87.2 67.9 86.7 66.5 37 2012 6342.84 869 7363 83.8 83.8 68.3 83.1 66.9 38 2013 7578.99 869 8711 99.4 99.4 69.1 99.6 67.8 39 2014 6518.71 869 7534 86.0 86.8 69.6 85.6 68.2 40 2015 6775.63 869 7860 89.7 89.7 70.1 89.0 68.8 41 2016 7469.89 869 8725 99.3 99.3 70.8 97.9 69.5 42 2017 6798.76 869 7953 90.8 90.8 71.3 89.3 70.0 43 2018 6163.60 869 7251 82.8 82.8 71.6 81.0 70.2 44 2019 7257.73 869 8637 98.6 98.6 72.2 95.3 70.8 45 2020 6690.50 869 7748 88.2 88.2 72.6 87.6 71.2 46 2021 6733.75 869 8009 91.4 91.4 73.0 88.5 71.6 | MILLSTONE-2 | PWR | CE 2LP (DRYAMB) | Operational | 870 | 869 | 918 | 2700 | 248.78 | Dominion Resources, Inc. | Dominion Energy | 1969-11-01 | 1975-10-17 | 1975-11-09 | None | None | None | 1975-12-26 | 0.716 | 0.732 | 0.73 | 671
671 | UNITED STATES OF AMERICA | Year Electricity Supplied [GW.h] Reference Unit Power [MW] Annual Time On Line [h] Operation Factor [%] Energy Availability Factor [%] Load Factor [%] Year Electricity Supplied [GW.h] Reference Unit Power [MW] Annual Time On Line [h] Operation Factor [%] Annual Cumulative Annual Cumulative 0 1978 3971.50 898 5420 92.8 81.4 81.4 79.4 79.4 1 1979 4188.70 898 5399 61.6 53.2 63.6 53.2 62.9 2 1980 5631.00 878 7589 86.4 87.2 72.7 73.0 66.8 3 1981 4637.90 860 5703 65.1 65.6 70.8 61.6 65.4 4 1982 2397.90 865 3027 34.6 34.7 63.0 31.6 58.1 5 1983 5310.40 872 6277 71.7 71.6 64.6 69.5 60.2 6 1984 3784.80 883 4425 50.4 50.3 62.4 48.8 58.4 7 1985 5798.93 893 6820 77.8 77.9 64.4 74.2 60.5 8 1986 6310.74 893 7327 83.6 83.7 66.7 80.7 62.9 9 1987 3568.91 915 4523 51.6 52.1 65.1 44.6 60.9 10 1988 6897.30 915 7760 88.3 88.6 67.4 85.8 63.4 11 1989 4303.32 915 4978 56.8 57.8 66.6 53.7 62.5 12 1990 7233.54 911 8726 99.6 99.6 69.3 90.5 64.8 13 1991 5625.82 911 6549 74.8 75.2 69.7 70.5 65.2 14 1992 5358.08 848 7225 82.2 81.5 70.5 71.1 65.6 15 1993 5692.65 911 6444 73.6 73.5 70.7 73.0 66.1 16 1994 6795.70 900 8012 91.5 91.6 72.0 86.2 67.3 17 1995 7839.17 893 8733 99.7 99.7 73.5 99.8 69.2 18 1996 6945.50 893 7985 90.9 91.0 74.5 88.5 70.2 19 1997 7157.53 893 7992 91.2 91.3 75.3 91.5 71.3 20 1998 7217.05 893 8091 92.4 92.4 76.2 92.3 72.3 21 1999 8124.46 893 8760 100.0 100.0 77.3 103.9 73.8 22 2000 7213.08 893 7997 91.0 91.1 77.9 92.0 74.6 23 2001 7120.79 925 8010 91.4 91.5 78.5 87.9 75.2 24 2002 8164.34 925 8760 100.0 100.0 79.4 100.8 76.2 25 2003 6519.92 925 7200 82.2 82.2 79.5 80.5 76.4 26 2004 7418.35 925 8023 91.3 91.4 80.0 91.3 77.0 27 2005 8091.86 925 8744 99.8 99.8 80.7 99.8 77.8 28 2006 7142.74 924 7861 89.7 89.8 81.0 88.2 78.2 29 2007 7215.14 903 7854 89.7 89.4 81.3 91.2 78.7 30 2008 7986.83 903 8784 100.0 100.0 81.9 100.7 79.4 31 2009 7302.50 903 8017 91.5 91.5 82.2 92.3 79.8 32 2010 6779.93 903 7496 85.6 85.6 82.3 85.7 80.0 33 2011 6243.13 920 6746 77.0 77.4 82.2 77.5 79.9 34 2012 7170.90 943 7531 85.7 86.0 82.3 87.3 80.1 35 2013 7672.82 943 7922 90.4 90.4 82.5 92.9 80.5 36 2014 8279.47 943 8546 97.6 97.6 83.0 100.2 81.1 37 2015 7789.98 948 8141 92.9 93.0 83.2 93.8 81.4 38 2016 7629.40 948 7925 90.2 90.2 83.4 91.6 81.7 39 2017 8492.34 948 8760 100.0 100.0 83.9 102.3 82.2 40 2018 7568.38 948 7893 90.1 90.1 84.0 91.1 82.5 41 2019 7850.41 948 8159 93.1 93.2 84.3 94.5 82.8 42 2020 8468.83 948 8783 100.0 100.0 84.6 101.7 83.2 43 2021 6896.85 948 7276 83.1 83.1 84.6 83.0 83.2 | NORTH ANNA-1 | PWR | WH 3LP (DRYSUB) | Operational | 907 | 948 | 990 | 2940 | 289.50 | Virginia Electric Power Co. | Dominion Energy | 1971-02-19 | 1978-04-05 | 1978-04-17 | None | None | None | 1978-06-06 | 0.832 | 0.847 | 0.846 | 672
672 | UNITED STATES OF AMERICA | Year Electricity Supplied [GW.h] Reference Unit Power [MW] Annual Time On Line [h] Operation Factor [%] Energy Availability Factor [%] Load Factor [%] Year Electricity Supplied [GW.h] Reference Unit Power [MW] Annual Time On Line [h] Operation Factor [%] Annual Cumulative Annual Cumulative 0 1980 1082.50 898 1701 95.4 97.5 97.5 90.1 90.1 1 1981 5652.70 883 6813 77.8 78.4 79.3 73.1 73.9 2 1982 4047.20 890 4990 57.0 57.4 68.5 51.9 63.1 3 1983 5802.50 890 7052 80.5 80.8 72.6 74.4 66.8 4 1984 4717.19 890 5896 67.1 67.1 71.2 60.3 65.2 5 1985 6813.59 893 8252 94.2 94.2 75.8 87.2 69.6 6 1986 6022.05 893 7208 82.3 82.2 76.8 77.0 70.8 7 1987 5653.45 915 6783 77.4 77.4 76.9 71.2 70.9 8 1988 7883.98 915 8708 99.1 99.2 79.8 98.1 74.3 9 1989 5896.51 915 6887 78.6 80.2 79.8 73.6 74.2 10 1990 5976.65 909 6982 79.7 80.0 79.8 74.9 74.3 11 1991 7684.26 909 8539 97.5 97.5 81.4 96.5 76.4 12 1992 6324.75 909 7237 82.4 82.6 81.6 79.2 76.6 13 1993 6225.22 909 7303 83.4 83.6 81.7 78.2 76.7 14 1994 7490.27 887 8517 97.2 97.2 82.8 96.4 78.1 15 1995 6031.67 897 7086 80.9 80.8 82.7 77.2 78.0 16 1996 6121.54 897 6859 78.1 78.1 82.4 77.7 78.0 17 1997 7834.79 897 8738 99.8 99.8 83.4 99.7 79.3 18 1998 7086.10 897 8049 91.9 91.9 83.9 90.2 79.9 19 1999 7185.14 897 8034 91.7 91.7 84.3 91.4 80.5 20 2000 8018.85 897 8729 99.4 99.4 85.0 101.8 81.6 21 2001 5975.80 917 6776 77.4 77.4 84.7 74.4 81.2 22 2002 5509.69 917 6000 68.5 68.5 83.9 68.6 80.6 23 2003 7262.75 917 7950 90.8 90.8 84.2 90.4 81.0 24 2004 7388.14 917 8077 92.0 92.0 84.5 91.7 81.5 25 2005 7293.54 917 8034 91.7 91.7 84.8 90.8 81.9 26 2006 7950.42 910 8732 99.7 99.7 85.4 99.7 82.6 27 2007 6771.79 903 7524 85.9 85.8 85.4 85.6 82.7 28 2008 6446.59 903 7132 81.2 81.2 85.3 81.3 82.6 29 2009 7900.11 903 8688 99.2 99.2 85.8 99.9 83.2 30 2010 6619.53 943 7093 81.0 81.6 85.6 81.3 83.2 31 2011 6275.39 943 6570 75.0 74.8 85.2 76.0 82.9 32 2012 8162.29 943 8474 96.5 96.5 85.6 98.5 83.4 33 2013 7332.46 943 7642 87.2 87.2 85.7 88.8 83.6 34 2014 7609.18 943 7913 90.3 90.3 85.8 92.1 83.8 35 2015 8480.65 943 8760 100.0 100.0 86.2 102.7 84.4 36 2016 7491.97 943 7835 89.2 89.2 86.3 90.4 84.6 37 2017 7633.75 944 7937 90.6 90.6 86.4 92.3 84.8 38 2018 8428.87 944 8732 99.7 99.7 86.8 101.9 85.3 39 2019 7474.13 944 7828 89.4 89.4 86.9 90.4 85.4 40 2020 7331.07 944 7689 87.5 87.5 86.9 88.4 85.5 41 2021 8423.95 944 8760 100.0 100.0 87.2 101.9 85.9 | NORTH ANNA-2 | PWR | WH 3LP (DRYSUB) | Operational | 907 | 944 | 1011 | 2940 | 282.58 | Virginia Electric Power Co. | Dominion Energy | 1971-02-19 | 1980-06-12 | 1980-08-25 | None | None | None | 1980-12-14 | 0.859 | 0.87 | 0.872 | 673
673 | UNITED STATES OF AMERICA | Year Electricity Supplied [GW.h] ... Load Factor [%] Year Electricity Supplied [GW.h] ... Annual Cumulative 0 1986 Data from a trial operation not provided ... Data from a trial operation not provided Data from a trial operation not provided 1 1987 " ... " " 2 1988 4060.060 ... 44.0 44.0 3 1989 5230.720 ... 54.6 49.5 4 1990 7118.280 ... 76.7 58.6 5 1991 6180.930 ... 66.6 60.6 6 1992 7356.770 ... 79.0 64.4 7 1993 8284.710 ... 87.2 68.2 8 1994 0.000 ... 0.0 58.3 9 1995 5132.020 ... 58.7 58.4 10 1996 4790.020 ... 62.2 58.7 11 1997 5579.950 ... 63.6 59.2 12 1998 7146.770 ... 74.3 60.6 13 1999 9484.660 ... 100.1 64.1 14 2000 8237.800 ... 86.6 65.9 15 2001 8564.030 ... 89.8 67.6 16 2002 9302.880 ... 97.5 69.7 17 2003 8127.820 ... 85.2 70.7 18 2004 8453.110 ... 88.4 71.8 19 2005 8767.610 ... 90.1 72.8 20 2006 7497.330 ... 77.7 73.1 21 2007 8318.370 ... 84.6 73.7 22 2008 9614.340 ... 97.6 74.9 23 2009 7424.680 ... 75.5 74.9 24 2010 7743.270 ... 79.9 75.2 25 2011 8916.720 ... 93.5 75.9 26 2012 5176.460 ... 56.8 75.2 27 2013 6609.500 ... 72.8 75.1 28 2014 7809.500 ... 79.5 75.3 29 2015 7346.140 ... 74.7 75.2 30 2016 9153.920 ... 92.9 75.9 31 2017 8698.330 ... 88.5 76.3 32 2018 7438.800 ... 76.2 76.3 33 2019 9886.260 ... 101.2 77.1 34 2020 6070.780 ... 62.0 76.6 35 2021 9572.970 ... 98.0 77.3 [36 rows x 9 columns] | FERMI-2 | BWR | BWR-4 (Mark 1) | Operational | 1093 | 1115 | 1198 | 3486 | 249.13 | DTE Energy Co. | DETROIT EDISON CO. | 1972-09-26 | 1985-06-21 | 1986-09-21 | None | None | None | 1988-01-23 | 0.773 | 0.803 | 0.805 | 674
674 | UNITED STATES OF AMERICA | Year Electricity Supplied [GW.h] ... Load Factor [%] Year Electricity Supplied [GW.h] ... Annual Cumulative 0 1975 Data from a trial operation not provided ... Data from a trial operation not provided Data from a trial operation not provided 1 1976 2186.900 ... 29.3 29.3 2 1977 6520.400 ... 68.9 54.4 3 1978 1705.700 ... 18.0 40.3 4 1979 5286.700 ... 55.9 44.6 5 1980 6079.000 ... 64.1 48.9 6 1981 6428.200 ... 68.0 52.3 7 1982 4815.600 ... 50.9 52.1 8 1983 4098.800 ... 43.3 50.9 9 1984 4752.230 ... 50.1 50.8 10 1985 6914.630 ... 73.1 53.2 11 1986 7094.120 ... 76.8 55.4 12 1987 4363.100 ... 46.3 54.6 13 1988 6344.370 ... 66.0 55.5 14 1989 5547.740 ... 57.8 55.7 15 1990 6104.420 ... 63.6 56.2 16 1991 1496.170 ... 15.6 53.6 17 1992 4611.950 ... 54.9 53.6 [18 rows x 9 columns] | TROJAN | PWR | None | Permanent Shutdown | 1130 | 1095 | 1155 | 3411 | 84.35 | None | None | 1970-02-01 | 1975-12-15 | 1975-12-23 | None | None | 1992-11-09 | 1976-05-20 | 0.536 | 0.579 | 0.578 | 675
675 | UNITED STATES OF AMERICA | Year Electricity Supplied [GW.h] Reference Unit Power [MW] Annual Time On Line [h] Operation Factor [%] Energy Availability Factor [%] Load Factor [%] Year Electricity Supplied [GW.h] Reference Unit Power [MW] Annual Time On Line [h] Operation Factor [%] Annual Cumulative Annual Cumulative 0 1977 709.40 906 1452 NaN NaN NaN NaN NaN 1 1978 2614.50 906 4263 54.7 39.3 39.3 39.3 39.3 2 1979 3129.10 906 4139 47.2 39.4 39.4 39.4 39.4 3 1980 2093.60 892 3171 36.1 35.0 37.6 26.7 34.2 4 1981 4363.40 888 5902 67.4 67.4 46.2 56.1 40.5 5 1982 3218.10 874 4508 51.5 51.5 47.4 42.0 40.9 6 1983 4883.30 874 6389 72.9 72.3 51.9 63.8 45.0 7 1984 4291.56 874 5486 62.4 62.5 53.5 55.9 46.7 8 1985 1942.92 860 2729 31.2 30.9 50.6 25.7 43.9 9 1986 3.49 860 116 1.3 1.3 44.8 0.0 38.8 10 1987 5063.98 860 7308 83.4 82.8 48.8 67.2 41.8 11 1988 1164.40 860 1891 21.5 20.4 46.1 15.4 39.3 12 1989 7322.11 860 8506 97.1 97.1 50.5 96.0 44.2 13 1990 4161.47 874 4867 55.6 55.6 51.0 54.4 45.0 14 1991 5843.86 874 6962 79.5 78.6 53.0 76.3 47.4 15 1992 7650.49 877 8742 99.5 99.5 56.2 99.3 51.0 16 1993 6083.40 868 7246 82.7 82.7 58.0 79.7 52.8 17 1994 6385.00 868 7667 87.5 86.9 59.7 84.0 54.7 18 1995 7670.57 871 8760 100.0 100.0 62.0 100.8 57.4 19 1996 6456.29 873 7452 84.8 84.8 63.2 84.3 58.8 20 1997 7183.36 873 8184 93.4 93.4 64.8 93.9 60.6 21 1998 6130.68 873 7181 82.0 82.0 65.6 80.2 61.6 22 1999 7369.99 873 8311 94.9 94.9 67.0 96.4 63.2 23 2000 6770.53 882 7633 86.9 87.0 67.9 87.9 64.3 24 2001 7690.85 882 8738 99.8 99.8 69.3 99.5 65.8 25 2002 929.02 882 1081 12.3 12.4 66.9 12.0 63.6 26 2003 0.00 882 0 0.0 0.0 64.3 0.0 61.1 27 2004 5778.43 882 6628 75.5 75.6 64.7 74.6 61.6 28 2005 7177.43 873 8125 92.8 92.8 65.7 93.8 62.8 29 2006 6375.42 891 7265 82.9 82.9 66.3 81.7 63.4 30 2007 7705.80 879 8712 99.4 99.4 67.5 100.1 64.7 31 2008 6829.44 894 7621 86.8 86.6 68.1 88.0 65.5 32 2009 7609.61 879 8361 95.4 95.4 69.0 98.8 66.5 33 2010 5188.16 894 5851 66.8 67.4 68.9 66.2 66.5 34 2011 6339.24 894 7012 80.0 80.1 69.2 81.0 67.0 35 2012 7101.70 894 7868 89.6 89.6 69.9 90.4 67.6 36 2013 7679.22 894 8451 96.5 96.5 70.6 98.0 68.5 37 2014 5972.42 894 6453 73.7 73.7 70.7 76.3 68.7 38 2015 7893.92 894 8684 99.1 99.1 71.5 100.8 69.6 39 2016 6394.93 894 7321 83.3 83.4 71.8 81.4 69.9 40 2017 7876.43 894 8760 100.0 100.0 72.5 100.6 70.7 41 2018 7380.27 894 8169 93.2 93.2 73.0 94.2 71.3 42 2019 7839.46 894 8632 98.5 98.6 73.7 100.1 72.0 43 2020 7228.06 894 8130 92.6 92.6 74.1 92.0 72.5 44 2021 7827.04 894 8682 99.1 99.1 74.7 99.9 73.1 | DAVIS BESSE-1 | PWR | B&W RLP (DRYAMB) | Operational | 906 | 894 | 925 | 2817 | 245.37 | CLEVELAND ELECTRIC ILLUMINATING CO. | FIRST ENERGY NUCLEAR OPERATING CO. | 1970-09-01 | 1977-08-12 | 1977-08-28 | None | None | None | 1978-07-31 | 0.731 | 0.751 | 0.747 | 676
676 | UNITED STATES OF AMERICA | Year Electricity Supplied [GW.h] Reference Unit Power [MW] Annual Time On Line [h] Operation Factor [%] Energy Availability Factor [%] Load Factor [%] Year Electricity Supplied [GW.h] Reference Unit Power [MW] Annual Time On Line [h] Operation Factor [%] Annual Cumulative Annual Cumulative 0 1977 1047.90 829 1747 68.8 100.0 100.0 64.2 64.2 1 1978 5919.80 829 7568 86.4 81.5 83.0 81.5 80.2 2 1979 1732.40 829 2502 28.6 23.8 54.6 23.9 53.2 3 1980 4607.80 814 6110 69.6 70.2 59.6 64.4 56.8 4 1981 2653.00 804 3624 41.4 41.5 55.3 37.7 52.2 5 1982 5233.30 804 6936 79.2 79.3 59.9 74.3 56.5 6 1983 5268.60 804 6832 78.0 77.7 62.8 74.8 59.4 7 1984 5432.66 804 6920 78.8 78.5 65.0 76.9 61.9 8 1985 5868.67 816 7378 84.2 84.3 67.4 82.1 64.4 9 1986 5738.56 827 7247 82.7 82.4 69.1 79.2 66.0 10 1987 6444.86 825 8201 93.6 93.7 71.5 89.2 68.4 11 1988 5908.21 813 7363 83.8 83.8 72.6 82.7 69.7 12 1989 6022.64 824 7520 85.8 86.0 73.8 83.4 70.8 13 1990 6908.57 824 8681 99.1 99.1 75.7 95.7 72.7 14 1991 5416.06 814 6870 78.4 78.4 75.9 76.0 73.0 15 1992 5667.94 812 7119 81.0 81.0 76.2 79.5 73.4 16 1993 6873.90 812 8522 97.3 97.3 77.5 96.6 74.8 17 1994 6059.84 812 7546 86.1 86.1 78.0 85.2 75.4 18 1995 5751.98 812 7220 82.4 82.4 78.3 80.9 75.7 19 1996 7142.30 812 8740 99.5 99.5 79.4 100.1 77.0 20 1997 5433.98 822 6803 77.7 77.7 79.3 75.5 76.9 21 1998 5237.94 822 6539 74.6 74.8 79.1 72.7 76.7 22 1999 7226.52 847 8695 99.3 99.3 80.0 97.4 77.7 23 2000 5204.09 828 6775 77.1 76.8 79.9 71.6 77.4 24 2001 6392.53 833 7736 88.3 88.3 80.2 87.6 77.9 25 2002 7221.79 833 8641 98.6 98.6 81.0 99.0 78.7 26 2003 6609.90 830 7909 90.3 90.3 81.4 90.9 79.2 27 2004 6423.88 851 7627 86.8 87.0 81.6 86.8 79.5 28 2005 7402.19 833 8709 99.4 99.4 82.2 101.4 80.3 29 2006 6419.32 851 7578 86.5 86.5 82.4 86.1 80.5 30 2007 6530.77 851 7663 87.5 87.5 82.6 87.6 80.7 31 2008 7281.47 851 8579 97.7 97.7 83.0 97.4 81.3 32 2009 6711.12 851 7922 90.4 90.5 83.3 90.0 81.6 33 2010 6577.44 851 7806 89.1 89.1 83.5 88.2 81.8 34 2011 7764.30 874 8760 100.0 100.0 84.0 101.4 82.4 35 2012 6929.42 874 7967 90.7 90.7 84.2 90.3 82.6 36 2013 7021.41 874 8033 91.7 91.7 84.4 91.7 82.9 37 2014 7777.43 874 8760 100.0 100.0 84.8 101.6 83.4 38 2015 6680.66 874 7652 87.4 87.4 84.9 87.3 83.5 39 2016 6684.05 874 7617 86.7 86.7 85.0 87.1 83.6 40 2017 7750.07 874 8760 100.0 100.0 85.4 101.2 84.1 41 2018 6409.66 874 7567 86.4 86.4 85.4 83.7 84.1 42 2019 7003.19 874 7993 91.2 91.3 85.5 91.5 84.2 43 2020 7802.41 874 8783 100.0 100.0 85.9 101.6 84.7 44 2021 7096.20 874 7987 91.2 91.2 86.0 92.7 84.9 | FARLEY-1 | PWR | WH 3LP (DRYAMB) | Operational | 829 | 874 | 918 | 2775 | 274.45 | Alabama Power Company | Southern Nuclear Operating Company, Inc. | 1970-10-01 | 1977-08-09 | 1977-08-18 | None | None | None | 1977-12-01 | 0.849 | 0.86 | 0.86 | 677
677 | UNITED STATES OF AMERICA | Year Electricity Supplied [GW.h] Reference Unit Power [MW] Annual Time On Line [h] Operation Factor [%] Energy Availability Factor [%] Load Factor [%] Year Electricity Supplied [GW.h] Reference Unit Power [MW] Annual Time On Line [h] Operation Factor [%] Annual Cumulative Annual Cumulative 0 1985 1160.85 1055 2552 NaN NaN NaN NaN NaN 1 1986 7210.57 1055 7022 82.8 82.8 82.8 81.0 81.0 2 1987 5341.32 1055 5924 67.6 67.7 74.9 57.8 68.9 3 1988 6674.75 1055 8470 96.4 96.4 82.3 72.0 70.0 4 1989 5244.25 1055 5638 64.4 69.4 79.0 56.7 66.6 5 1990 5633.12 1055 5724 65.3 65.3 76.2 61.0 65.4 6 1991 8133.85 1055 8043 91.8 91.8 78.8 88.0 69.2 7 1992 6239.64 1055 6115 69.6 69.6 77.5 67.3 69.0 8 1993 8745.47 1055 8626 98.5 98.5 80.2 94.6 72.2 9 1994 7858.02 1055 7840 89.5 89.5 81.2 85.0 73.6 10 1995 8147.47 1055 7973 91.0 91.1 82.2 88.2 75.1 11 1996 8141.62 1105 7758 88.3 88.8 82.8 84.5 76.0 12 1997 9227.48 1105 8534 97.4 97.5 84.1 95.3 77.7 13 1998 7449.12 1134 7061 80.6 81.6 83.9 76.4 77.6 14 1999 9744.01 1134 8588 98.0 98.0 85.0 98.1 79.2 15 2000 8988.10 1143 7982 90.9 90.9 85.4 89.8 79.9 16 2001 10133.10 1143 8735 99.7 99.7 86.4 101.2 81.3 17 2002 9286.82 1134 8244 94.1 94.1 86.8 93.5 82.1 18 2003 10057.46 1134 8672 99.0 99.0 87.6 101.2 83.2 19 2004 9539.06 1134 8345 95.0 95.0 88.0 95.8 83.9 20 2005 9926.94 1134 8642 98.6 98.7 88.5 99.9 84.7 21 2006 9320.36 1134 8224 93.9 93.9 88.8 93.8 85.2 22 2007 9994.36 1134 8744 99.8 99.8 89.3 100.6 85.9 23 2008 9342.51 1134 8251 93.9 93.9 89.5 93.8 86.3 24 2009 10019.44 1130 8760 100.0 100.0 90.0 101.2 86.9 25 2010 9046.94 1130 8129 92.8 92.8 90.1 91.4 87.1 26 2011 9550.19 1130 8435 96.3 96.3 90.3 96.5 87.5 27 2012 8599.50 1130 7637 86.9 87.0 90.2 86.6 87.4 28 2013 10147.12 1130 8760 100.0 100.0 90.6 102.5 88.0 29 2014 9112.31 1130 7926 90.5 90.5 90.6 92.0 88.1 30 2015 10037.82 1130 8718 99.5 99.5 90.9 101.4 88.6 31 2016 9294.59 1130 8132 92.6 92.6 90.9 93.6 88.8 32 2017 10023.55 1130 8760 100.0 100.0 91.2 101.3 89.2 33 2018 9228.96 1099 8197 93.6 93.6 91.3 95.9 89.4 34 2019 10112.18 1134 8760 100.0 100.0 91.6 101.8 89.7 35 2020 9133.19 1134 8283 94.3 94.3 91.6 91.7 89.8 36 2021 10024.41 1134 8760 100.0 100.0 91.9 100.9 90.1 | LIMERICK-1 | BWR | BWR-4 (Mark 2) | Operational | 1055 | 1134 | 1194 | 3515 | 314.38 | Exelon Corporation | Exelon Generation Co., LLC | 1974-06-19 | 1984-12-22 | 1985-04-13 | None | None | None | 1986-02-01 | 0.901 | 0.915 | 0.919 | 678
678 | UNITED STATES OF AMERICA | Year Electricity Supplied [GW.h] ... Load Factor [%] Year Electricity Supplied [GW.h] ... Annual Cumulative 0 1989 Data from a trial operation not provided ... Data from a trial operation not provided Data from a trial operation not provided 1 1990 7232.600 ... 79.8 79.8 2 1991 7146.910 ... 77.3 78.6 3 1992 8489.180 ... 91.6 82.9 4 1993 7468.720 ... 80.8 82.4 5 1994 8571.510 ... 92.8 84.5 6 1995 8401.430 ... 86.4 84.8 7 1996 9001.100 ... 91.9 85.9 8 1997 8307.460 ... 85.0 85.8 9 1998 9257.880 ... 94.8 86.8 10 1999 8560.960 ... 86.1 86.7 11 2000 9940.730 ... 98.8 87.9 12 2001 9243.350 ... 92.3 88.3 13 2002 10009.520 ... 100.8 89.3 14 2003 9387.120 ... 94.5 89.6 15 2004 9952.000 ... 99.9 90.4 16 2005 9124.680 ... 91.8 90.4 17 2006 10015.110 ... 100.8 91.1 18 2007 9059.170 ... 91.2 91.1 19 2008 9712.130 ... 97.5 91.4 20 2009 9311.400 ... 93.7 91.5 21 2010 9879.130 ... 99.4 91.9 22 2011 8956.990 ... 90.2 91.8 23 2012 9595.260 ... 96.3 92.0 24 2013 9437.560 ... 95.0 92.2 25 2014 10003.110 ... 100.7 92.5 26 2015 8933.000 ... 89.9 92.4 27 2016 10144.920 ... 101.8 92.8 28 2017 8574.810 ... 86.3 92.5 29 2018 10173.710 ... 102.4 92.9 30 2019 9274.510 ... 93.4 92.9 31 2020 10211.570 ... 102.5 93.2 32 2021 9229.490 ... 92.9 93.2 [33 rows x 9 columns] | LIMERICK-2 | BWR | BWR-4 (Mark 2) | Operational | 1055 | 1134 | 1194 | 3515 | 292.67 | Exelon Corporation | Exelon Generation Co., LLC | 1974-06-19 | 1989-08-12 | 1989-09-01 | None | None | None | 1990-01-08 | 0.932 | 0.938 | 0.938 | 679
679 | UNITED STATES OF AMERICA | Year Electricity Supplied [GW.h] ... Load Factor [%] Year Electricity Supplied [GW.h] ... Annual Cumulative 0 1986 Data from a trial operation not provided ... Data from a trial operation not provided Data from a trial operation not provided 1 1987 7308.740 ... 78.2 78.2 2 1988 6470.870 ... 69.4 73.8 3 1989 6614.330 ... 73.2 73.6 4 1990 8100.140 ... 89.7 77.6 5 1991 7402.710 ... 82.0 78.4 6 1992 7059.110 ... 78.0 78.4 7 1993 8825.340 ... 97.7 81.1 8 1994 7125.640 ... 78.9 80.8 9 1995 7072.280 ... 78.3 80.6 10 1996 6770.720 ... 74.8 80.0 11 1997 6417.760 ... 71.1 79.2 12 1998 8700.370 ... 96.3 80.6 13 1999 7701.080 ... 85.3 81.0 14 2000 7271.740 ... 80.3 80.9 15 2001 8065.270 ... 88.6 81.4 16 2002 8843.080 ... 96.2 82.4 17 2003 7260.580 ... 79.0 82.2 18 2004 6048.870 ... 65.6 81.2 19 2005 7684.770 ... 83.6 81.4 20 2006 8617.780 ... 92.9 81.9 21 2007 8104.540 ... 87.2 82.2 22 2008 10006.260 ... 100.4 83.1 23 2009 9700.300 ... 95.4 83.7 24 2010 9438.540 ... 92.6 84.1 25 2011 10505.930 ... 100.7 84.8 26 2012 9586.250 ... 93.1 85.2 27 2013 9112.680 ... 88.8 85.3 28 2014 10406.060 ... 101.4 86.0 29 2015 9450.740 ... 92.0 86.2 30 2016 9639.690 ... 93.6 86.5 31 2017 10657.910 ... 103.8 87.1 32 2018 9583.400 ... 93.3 87.3 33 2019 8767.200 ... 85.4 87.2 34 2020 10592.700 ... 102.9 87.7 35 2021 9051.910 ... 88.2 87.7 [36 rows x 9 columns] | HOPE CREEK-1 | BWR | BWR-4 (Mark 1) | Operational | 1067 | 1172 | 1240 | 3840 | 294.91 | PSEG Power, Inc. | PSEG Nuclear, LLC | 1976-03-01 | 1986-06-28 | 1986-08-01 | None | None | None | 1986-12-20 | 0.877 | 0.879 | 0.886 | 680
682 | UNITED STATES OF AMERICA | Year Electricity Supplied [GW.h] Reference Unit Power [MW] Annual Time On Line [h] Operation Factor [%] Energy Availability Factor [%] Load Factor [%] Year Electricity Supplied [GW.h] Reference Unit Power [MW] Annual Time On Line [h] Operation Factor [%] Annual Cumulative Annual Cumulative 0 1982 126.00 1087 824 NaN NaN NaN NaN NaN 1 1983 3660.40 1083 4236 69.7 73.5 73.5 69.8 69.8 2 1984 5272.64 1070 5167 58.8 58.9 63.2 56.1 60.2 3 1985 5173.99 1070 5114 58.4 58.4 61.2 55.2 58.1 4 1986 6371.30 1070 6266 71.5 71.6 64.2 68.0 61.0 5 1987 6247.34 1070 6067 69.3 69.3 65.4 66.6 62.3 6 1988 9002.74 1070 8237 93.8 93.8 70.6 95.8 68.5 7 1989 5237.73 1070 4956 56.6 56.6 68.5 55.9 66.5 8 1990 8309.68 1070 7657 87.4 87.4 71.0 88.6 69.5 9 1991 5769.40 1070 5637 64.4 64.4 70.2 61.6 68.5 10 1992 8795.18 1070 8214 93.5 93.5 72.7 93.6 71.2 11 1993 7655.01 1070 7213 82.3 82.4 73.6 81.7 72.2 12 1994 9309.21 1070 8760 100.0 100.0 75.9 99.3 74.6 13 1995 6496.04 1070 6197 70.7 70.8 75.5 69.3 74.2 14 1996 8550.23 1070 8016 91.3 91.3 76.7 91.0 75.4 15 1997 6656.33 1070 6197 70.7 70.8 76.3 71.0 75.1 16 1998 8430.21 1070 7792 89.0 89.0 77.1 89.9 76.1 17 1999 8243.55 1070 7447 85.0 85.0 77.6 88.0 76.8 18 2000 8524.20 1070 7818 89.0 89.0 78.2 90.7 77.6 19 2001 9492.02 1070 8538 97.5 97.5 79.3 101.3 78.9 20 2002 8510.46 1070 7618 87.0 87.0 79.7 90.8 79.5 21 2003 9712.48 1070 8671 99.0 99.0 80.6 103.6 80.7 22 2004 8068.02 1070 7263 82.7 82.7 80.7 85.8 80.9 23 2005 8931.73 1070 8117 92.6 92.7 81.2 95.3 81.6 24 2006 6769.27 1070 6134 70.0 70.0 80.8 72.2 81.2 25 2007 8304.06 1070 7526 85.9 85.9 81.0 88.6 81.5 26 2008 8856.81 1070 8089 92.1 92.1 81.4 94.2 82.0 27 2009 5709.85 1070 5220 59.6 59.6 80.6 60.9 81.2 28 2010 7038.62 1070 6341 72.4 72.4 80.3 75.1 80.9 29 2011 9817.18 1070 8695 99.3 99.3 81.0 104.7 81.8 30 2012 185.23 1070 212 2.4 2.4 78.3 2.0 79.1 31 2013 0.00 1070 0 0.0 0.0 77.2 0.0 78.0 | SAN ONOFRE-2 | PWR | CE (2-loop) DRYAMB | Permanent Shutdown | 1070 | 1070 | 1127 | 3438 | 219.23 | SOUTHERN CALIFORNIA EDISON Co. | SOUTHERN CALIFORNIA EDISON Co. | 1974-03-01 | 1982-07-26 | 1982-09-20 | None | None | 2013-06-07 | 1983-08-08 | 0.78 | 0.771 | 0.772 | 683
683 | UNITED STATES OF AMERICA | Year Electricity Supplied [GW.h] Reference Unit Power [MW] Annual Time On Line [h] Operation Factor [%] Energy Availability Factor [%] Load Factor [%] Year Electricity Supplied [GW.h] Reference Unit Power [MW] Annual Time On Line [h] Operation Factor [%] Annual Cumulative Annual Cumulative 0 1983 997.20 1087 1642 NaN NaN NaN NaN NaN 1 1984 4666.73 1080 4708 62.2 62.9 62.9 57.7 57.7 2 1985 3735.87 1080 4708 53.7 53.8 57.7 39.5 47.3 3 1986 6760.59 1080 7067 80.7 80.7 66.1 71.5 56.1 4 1987 7523.55 1080 6987 79.8 79.8 69.7 79.5 62.3 5 1988 6146.03 1080 5714 65.0 65.1 68.7 64.8 62.8 6 1989 8840.64 1080 8224 93.9 93.9 73.1 93.4 68.2 7 1990 6602.04 1080 6159 70.3 70.3 72.7 69.8 68.4 8 1991 8693.20 1080 8094 92.4 92.4 75.2 91.9 71.4 9 1992 6830.79 1080 6533 74.4 74.4 75.1 72.0 71.5 10 1993 7128.24 1080 6689 76.4 76.4 75.3 75.3 71.9 11 1994 9147.69 1080 8742 99.8 99.8 77.5 96.7 74.2 12 1995 7501.59 1080 7175 81.9 81.9 77.9 79.3 74.6 13 1996 8838.64 1080 8313 94.6 94.6 79.2 93.2 76.1 14 1997 6842.93 1080 6357 72.6 72.6 78.8 72.3 75.8 15 1998 9058.60 1080 8304 94.8 94.8 79.8 95.8 77.2 16 1999 8416.47 1080 7658 87.4 87.4 80.3 89.0 77.9 17 2000 9633.76 1080 8784 100.0 100.0 81.5 101.6 79.3 18 2001 5679.29 1080 5170 59.0 58.9 80.2 60.0 78.2 19 2002 9548.16 1080 8658 98.8 98.8 81.2 100.9 79.4 20 2003 8596.27 1080 7741 88.4 88.4 81.6 90.9 80.0 21 2004 6985.63 1080 6344 72.2 72.2 81.1 73.6 79.7 22 2005 9468.28 1080 8616 98.3 98.4 81.9 100.1 80.6 23 2006 6827.62 1080 6308 72.0 72.0 81.5 72.2 80.3 24 2007 8905.57 1080 7963 90.9 90.9 81.9 94.1 80.9 25 2008 6541.29 1080 6292 71.6 71.7 81.5 69.0 80.4 26 2009 9834.56 1080 8760 100.0 100.0 82.2 104.0 81.3 27 2010 6792.11 1080 6768 77.3 77.3 82.0 71.8 80.9 28 2011 8290.68 1080 7518 85.8 85.8 82.1 87.6 81.2 29 2012 826.42 1080 737 8.4 8.4 79.6 8.7 78.6 30 2013 0.00 1080 0 0.0 0.0 78.4 0.0 77.5 | SAN ONOFRE-3 | PWR | CE (2-loop) DRYAMB | Permanent Shutdown | 1070 | 1080 | 1127 | 3438 | 215.66 | SOUTHERN CALIFORNIA EDISON Co. | SOUTHERN CALIFORNIA EDISON Co. | 1974-03-01 | 1983-08-29 | 1983-09-25 | None | None | 2013-06-07 | 1984-04-01 | 0.775 | 0.784 | 0.784 | 684
685 | UNITED STATES OF AMERICA | Year Electricity Supplied [GW.h] Reference Unit Power [MW] Annual Time On Line [h] Operation Factor [%] Energy Availability Factor [%] Load Factor [%] Year Electricity Supplied [GW.h] Reference Unit Power [MW] Annual Time On Line [h] Operation Factor [%] Annual Cumulative Annual Cumulative 0 1981 2920.80 826 3665 98.5 99.3 99.3 95.1 95.1 1 1982 5311.30 814 6931 79.1 79.4 85.3 74.5 80.6 2 1983 5984.10 814 7696 87.8 87.7 86.3 83.9 82.0 3 1984 6618.90 814 8276 94.2 94.2 88.6 92.6 85.1 4 1985 5474.18 809 6813 77.8 77.4 86.1 77.2 83.3 5 1986 5959.87 829 7455 85.1 85.2 85.9 82.1 83.1 6 1987 4910.40 824 6396 73.0 73.0 83.9 68.0 80.7 7 1988 6550.39 823 8039 91.5 100.0 86.1 90.6 82.1 8 1989 5621.62 830 7037 80.3 80.5 85.4 77.3 81.5 9 1990 5276.96 828 6478 74.0 71.8 84.0 72.8 80.6 10 1991 6739.94 824 8376 95.6 95.6 85.1 93.4 81.8 11 1992 5409.94 824 6987 79.5 79.5 84.6 74.7 81.2 12 1993 5248.51 822 6644 75.8 75.8 83.9 72.9 80.5 13 1994 7147.21 822 8660 98.9 98.9 85.0 99.3 81.9 14 1995 5091.35 822 6984 79.7 79.7 84.6 70.7 81.1 15 1996 5741.28 822 7160 81.5 81.5 84.4 79.5 81.0 16 1997 7280.91 822 8760 100.0 100.0 85.4 101.1 82.2 17 1998 6271.42 852 7514 85.8 85.8 85.4 86.8 82.5 18 1999 5356.22 852 7242 82.7 82.7 85.2 71.8 81.9 19 2000 7362.56 838 8736 99.4 99.4 86.0 99.9 82.8 20 2001 5777.73 842 6921 79.0 79.0 85.6 78.3 82.6 21 2002 6463.44 842 7682 87.7 87.7 85.7 87.6 82.9 22 2003 7379.36 839 8687 99.2 99.2 86.4 100.4 83.6 23 2004 6724.10 849 7949 90.5 90.5 86.5 90.7 84.0 24 2005 6351.74 842 7566 86.4 86.4 86.5 86.1 84.0 25 2006 7620.30 860 8760 100.0 100.0 87.1 101.2 84.8 26 2007 6572.09 860 7660 87.4 87.5 87.1 87.2 84.8 27 2008 6795.52 860 7956 90.6 90.5 87.2 90.0 85.0 28 2009 7262.45 860 8427 96.2 96.2 87.6 96.4 85.4 29 2010 6592.24 860 7682 87.7 87.7 87.6 87.5 85.5 30 2011 6666.95 860 7826 89.3 89.4 87.6 88.5 85.6 31 2012 7833.57 883 8784 100.0 100.0 88.0 101.0 86.1 32 2013 7076.62 883 8142 92.9 93.0 88.2 91.5 86.3 33 2014 6727.96 883 7718 88.1 88.1 88.2 87.0 86.3 34 2015 7606.92 883 8610 98.3 98.3 88.5 98.3 86.7 35 2016 7014.26 883 7954 90.6 90.6 88.6 90.4 86.8 36 2017 7054.03 883 8019 91.5 91.5 88.6 91.2 86.9 37 2018 7655.38 883 8760 100.0 100.0 89.0 99.0 87.3 38 2019 7133.77 883 8091 92.4 92.4 89.0 92.2 87.4 39 2020 6973.38 883 7938 90.4 90.4 89.1 89.9 87.5 40 2021 7847.08 883 8760 100.0 100.0 89.4 101.4 87.8 | FARLEY-2 | PWR | WH 3LP (DRYAMB) | Operational | 829 | 883 | 928 | 2775 | 263.92 | Alabama Power Company | Southern Nuclear Operating Company, Inc. | 1970-10-01 | 1981-05-05 | 1981-05-25 | None | None | None | 1981-07-30 | 0.878 | 0.891 | 0.894 | 686
686 | UNITED STATES OF AMERICA | Year Electricity Supplied [GW.h] Reference Unit Power [MW] Annual Time On Line [h] Operation Factor [%] Energy Availability Factor [%] Load Factor [%] Year Electricity Supplied [GW.h] Reference Unit Power [MW] Annual Time On Line [h] Operation Factor [%] Annual Cumulative Annual Cumulative 0 1978 496.60 795 1385 NaN NaN NaN NaN NaN 1 1979 2632.60 749 4155 84.7 100.0 100.0 80.1 80.1 2 1980 3653.10 767 5269 60.0 59.1 69.2 54.2 60.6 3 1981 4481.50 772 6872 78.4 78.7 73.3 66.3 63.0 4 1982 3734.20 771 5588 63.8 63.9 70.4 55.3 60.7 5 1983 3817.20 771 5774 65.9 66.1 69.4 56.5 59.7 6 1984 1893.50 748 2833 32.2 26.7 61.6 28.8 54.1 7 1985 5376.13 748 7239 82.6 82.6 64.9 82.0 58.4 8 1986 3618.71 777 6169 70.4 70.4 65.6 53.2 57.7 9 1987 5755.61 761 8388 95.8 95.7 69.2 86.3 61.1 10 1988 4254.48 768 5917 67.4 65.6 68.8 63.1 61.3 11 1989 4147.17 768 6155 70.3 68.6 68.8 61.6 61.3 12 1990 6527.75 766 8649 98.7 98.7 71.4 97.3 64.5 13 1991 4932.15 761 6656 76.0 74.4 71.7 74.0 65.3 14 1992 4692.39 765 6668 75.9 74.5 71.9 69.9 65.6 15 1993 4999.71 757 7734 88.3 87.4 73.0 75.4 66.3 16 1994 5275.59 765 7534 86.0 85.2 73.8 78.7 67.1 17 1995 5055.51 809 6888 78.6 77.4 74.0 75.1 67.6 18 1996 7021.70 809 8639 98.4 98.4 75.5 98.8 69.5 19 1997 6033.58 818 7560 86.3 86.4 76.1 84.2 70.4 20 1998 5829.91 855 7247 82.7 82.8 76.5 81.0 70.9 21 1999 7073.63 855 8173 93.3 93.3 77.4 94.4 72.2 22 2000 6900.28 878 7884 89.8 89.6 78.0 89.9 73.1 23 2001 6584.53 878 7618 87.0 86.3 78.4 85.6 73.8 24 2002 7423.29 870 8544 97.5 97.3 79.4 97.4 74.9 25 2003 6962.51 883 8052 91.9 91.9 79.9 91.1 75.6 26 2004 7520.63 883 8589 97.8 97.8 80.7 97.0 76.6 27 2005 6727.80 883 7724 88.2 88.2 81.0 87.0 77.0 28 2006 7641.83 883 8694 99.2 99.2 81.8 98.8 77.9 29 2007 6749.03 883 7744 88.4 88.4 82.0 87.2 78.2 30 2008 7479.80 883 8516 97.0 97.0 82.6 96.4 78.9 31 2009 5218.51 883 6119 69.8 69.9 82.1 67.5 78.5 32 2010 7391.68 883 8456 96.5 96.5 82.6 95.6 79.1 33 2011 6052.02 883 7405 84.5 84.6 82.7 78.2 79.1 34 2012 7581.41 883 8634 98.3 98.3 83.2 97.8 79.7 35 2013 6767.29 883 7728 88.2 88.2 83.3 87.5 79.9 36 2014 7693.19 883 8760 100.0 100.0 83.8 99.5 80.5 37 2015 6926.72 883 7950 90.8 90.8 84.0 89.6 80.8 38 2016 7656.23 883 8657 98.6 98.6 84.5 98.7 81.3 39 2017 7212.21 883 8254 94.2 94.2 84.7 93.2 81.6 40 2018 7393.99 883 8562 97.7 97.7 85.1 95.6 82.0 41 2019 6358.89 883 7386 84.3 84.3 85.1 82.2 82.0 42 2020 7557.67 883 8590 97.8 97.8 85.4 97.4 82.4 43 2021 6981.87 883 8023 91.6 91.6 85.6 90.3 82.6 | HATCH-2 | BWR | BWR-4 (Mark 1) | Operational | 784 | 883 | 921 | 2804 | 254.49 | GEORGIA POWER CO. | Southern Nuclear Operating Company, Inc. | 1972-02-01 | 1978-07-04 | 1978-09-22 | None | None | None | 1979-09-05 | 0.826 | 0.852 | 0.856 | 687
688 | UNITED STATES OF AMERICA | Year Electricity Supplied [GW.h] Reference Unit Power [MW] Annual Time On Line [h] Operation Factor [%] Energy Availability Factor [%] Load Factor [%] Year Electricity Supplied [GW.h] Reference Unit Power [MW] Annual Time On Line [h] Operation Factor [%] Annual Cumulative Annual Cumulative 0 1978 4.00 912 53 NaN NaN NaN NaN NaN 1 1979 882.00 912 2984 NaN NaN NaN NaN NaN 2 1980 3646.60 890 4913 72.7 73.4 73.4 60.5 60.5 3 1981 4323.60 858 5622 64.2 65.2 68.8 57.5 58.8 4 1982 3807.50 858 5023 57.3 57.9 64.9 50.7 55.9 5 1983 4427.90 858 5380 61.4 61.4 64.0 58.9 56.7 6 1984 6203.57 858 7439 84.7 84.7 68.3 82.3 62.1 7 1985 4701.15 858 6040 69.0 69.0 68.4 62.6 62.1 8 1986 5314.34 858 6274 71.6 71.6 68.9 70.7 63.4 9 1987 6605.17 858 7678 87.6 87.7 71.3 87.9 66.6 10 1988 4952.90 858 5867 66.8 66.8 70.8 65.7 66.5 11 1989 5472.22 858 6514 74.4 74.4 71.2 72.8 67.1 12 1990 7129.57 858 8211 93.7 93.8 73.3 94.9 69.7 13 1991 6123.35 858 7187 82.0 82.0 74.0 81.5 70.7 14 1992 5504.76 858 6390 72.8 72.8 73.9 73.0 70.9 15 1993 7344.72 858 8346 95.3 95.3 75.5 97.7 72.8 16 1994 6724.88 858 7707 88.0 88.0 76.3 89.5 73.9 17 1995 5694.52 858 6644 75.8 75.9 76.3 75.8 74.0 18 1996 7063.90 858 8049 91.6 91.6 77.2 93.7 75.2 19 1997 6957.03 858 8013 91.5 91.5 78.0 92.6 76.2 20 1998 6877.28 858 7995 91.3 91.3 78.7 91.5 77.0 21 1999 6226.87 858 7219 82.4 82.4 78.9 82.8 77.3 22 2000 5265.35 858 6077 69.2 69.2 78.4 69.9 77.0 23 2001 7917.02 858 8498 97.0 96.8 79.3 105.3 78.2 24 2002 8002.15 858 8203 93.6 93.1 79.9 106.5 79.5 25 2003 7925.72 858 8156 93.1 92.6 80.4 105.4 80.6 26 2004 8627.56 1000 8580 97.7 97.7 81.2 98.2 81.4 27 2005 7959.45 1000 7966 90.9 91.0 81.7 90.8 81.8 28 2006 7765.40 998 7793 89.0 89.0 82.0 88.8 82.1 29 2007 8603.30 995 8584 98.0 98.0 82.6 98.7 82.8 30 2008 8060.45 995 8166 93.0 93.0 83.0 92.2 83.2 31 2009 7867.87 997 7986 91.2 91.2 83.3 90.1 83.4 32 2010 8415.59 993 8472 96.7 96.7 83.8 96.8 83.9 33 2011 7812.57 993 7944 90.7 90.7 84.1 89.8 84.1 34 2012 8063.57 993 8090 92.1 92.1 84.3 92.4 84.4 35 2013 7522.80 992 7537 86.0 86.0 84.4 86.6 84.5 36 2014 7313.90 993 7382 84.3 88.4 84.5 84.1 84.5 37 2015 7329.68 993 7441 84.9 84.9 84.5 84.3 84.5 38 2016 7771.44 993 7854 89.4 89.4 84.7 89.1 84.6 39 2017 5831.07 993 6325 72.2 66.4 84.2 67.0 84.1 40 2018 7114.93 988 7196 82.2 82.1 84.1 82.2 84.0 41 2019 7163.64 988 7216 82.4 82.4 84.0 82.8 84.0 42 2020 7626.67 988 7715 87.8 87.8 84.2 87.9 84.1 43 2021 6272.92 988 7199 82.2 82.2 84.1 72.5 83.8 | ANO-2 | PWR | CE 2LP (DRYAMB) | Operational | 912 | 988 | 1065 | 3026 | 281.26 | ENTERGY ARKANSAS, INC. | Entergy Nuclear Operations, Inc. | 1968-12-06 | 1978-12-05 | 1978-12-26 | None | None | None | 1980-03-26 | 0.838 | 0.838 | 0.841 | 689
689 | UNITED STATES OF AMERICA | Year Electricity Supplied [GW.h] Reference Unit Power [MW] Annual Time On Line [h] Operation Factor [%] Energy Availability Factor [%] Load Factor [%] Year Electricity Supplied [GW.h] Reference Unit Power [MW] Annual Time On Line [h] Operation Factor [%] Annual Cumulative Annual Cumulative 0 1981 19.10 1180 45 6.0 10.2 10.2 2.2 2.2 1 1982 4302.30 1180 7043 80.4 81.6 76.0 41.6 38.5 2 1983 4650.00 1180 4852 55.4 57.3 67.0 45.0 41.6 3 1984 6434.27 1180 6011 68.4 69.3 67.8 62.1 48.3 4 1985 6780.08 1180 6747 77.0 77.1 70.0 65.6 52.5 5 1986 5181.08 1150 4912 56.1 56.2 67.4 51.4 52.3 6 1987 7352.88 1150 6713 76.6 76.7 68.9 73.0 55.6 7 1988 7406.41 1129 6763 77.0 77.0 70.0 74.7 58.2 8 1989 7807.23 1129 7187 82.0 84.5 71.8 78.9 60.7 9 1990 4755.31 1129 4718 53.9 56.9 70.2 48.1 59.4 10 1991 6851.08 1129 6259 71.4 71.4 70.3 69.3 60.3 11 1992 7485.28 1129 6839 77.9 77.9 71.0 75.5 61.7 12 1993 5537.09 1129 5095 58.2 58.2 69.9 56.0 61.2 13 1994 6877.25 1129 6291 71.8 71.9 70.1 69.5 61.8 14 1995 8860.20 1129 8017 91.5 91.6 71.6 89.6 63.8 15 1996 8558.29 1129 7858 89.5 89.5 72.7 86.3 65.3 16 1997 7011.25 1129 6361 72.6 72.7 72.7 70.9 65.6 17 1998 8822.61 1100 7889 90.1 90.0 73.7 90.0 67.0 18 1999 8593.31 1100 7584 86.6 86.6 74.4 89.2 68.2 19 2000 9995.02 1100 8741 99.5 99.5 75.7 103.4 70.0 20 2001 8684.94 1100 7708 88.0 88.0 76.3 90.1 70.9 21 2002 9100.83 1100 8042 91.8 91.8 77.0 94.4 72.0 22 2003 9912.47 1100 8760 100.0 100.0 78.0 102.9 73.4 23 2004 8238.51 1100 7321 83.3 83.4 78.2 85.3 73.9 24 2005 8968.59 1100 7963 90.9 90.9 78.7 93.1 74.6 25 2006 9967.23 1100 8760 100.0 100.0 79.6 103.4 75.8 26 2007 7656.08 1100 6852 78.2 78.2 79.5 79.4 75.9 27 2008 8364.40 1100 7412 84.4 84.4 79.7 86.6 76.3 28 2009 9999.08 1100 8760 100.0 100.0 80.4 103.8 77.2 29 2010 8835.73 1100 7778 88.8 88.8 80.7 91.7 77.7 30 2011 9081.86 1129 7979 91.1 91.2 81.0 93.6 78.2 31 2012 10114.04 1129 8784 100.0 100.0 81.6 102.0 79.0 32 2013 8780.45 1158 7740 88.4 88.6 81.9 86.6 79.3 33 2014 8227.61 1158 7194 82.1 82.1 81.9 81.1 79.3 34 2015 10188.92 1160 8603 98.2 98.2 82.4 100.3 80.0 35 2016 9515.88 1160 8085 92.0 91.8 82.6 93.4 80.3 36 2017 9646.27 1158 8196 93.6 93.6 83.0 95.1 80.8 37 2018 10359.25 1158 8730 99.7 99.7 83.4 102.1 81.4 38 2019 9271.86 1158 8022 91.6 91.6 83.6 91.4 81.6 39 2020 9434.12 1158 8013 91.2 91.2 83.8 92.8 81.9 40 2021 10329.64 1158 8760 100.0 100.0 84.2 101.8 82.4 | MCGUIRE-1 | PWR | WH 4LP (ICECND) | Operational | 1180 | 1158 | 1215 | 3411 | 327.80 | Duke Energy Corp. | Duke Energy Corp. | 1971-04-01 | 1981-08-08 | 1981-09-12 | None | None | None | 1981-12-01 | 0.824 | 0.841 | 0.842 | 690
690 | UNITED STATES OF AMERICA | Year Electricity Supplied [GW.h] ... Load Factor [%] Year Electricity Supplied [GW.h] ... Annual Cumulative 0 1983 Data from a trial operation not provided ... Data from a trial operation not provided Data from a trial operation not provided 1 1984 6557.800 ... 75.7 75.7 2 1985 5609.290 ... 54.3 64.0 3 1986 6216.620 ... 61.7 63.2 4 1987 7577.350 ... 75.2 66.3 5 1988 8058.020 ... 81.2 69.3 6 1989 7418.330 ... 75.0 70.3 7 1990 6496.160 ... 65.7 69.6 8 1991 9515.970 ... 96.2 73.0 9 1992 6785.040 ... 68.4 72.4 10 1993 6821.090 ... 69.0 72.1 11 1994 8659.960 ... 87.6 73.5 12 1995 9090.010 ... 91.9 75.0 13 1996 7265.110 ... 73.3 74.9 14 1997 6648.440 ... 67.2 74.4 15 1998 9928.270 ... 101.3 76.2 16 1999 8596.720 ... 89.2 76.9 17 2000 8452.370 ... 87.5 77.6 18 2001 9878.040 ... 102.5 78.9 19 2002 8913.510 ... 92.5 79.6 20 2003 9027.810 ... 93.7 80.3 21 2004 9994.020 ... 103.4 81.4 22 2005 8545.570 ... 88.7 81.7 23 2006 8430.330 ... 87.5 82.0 24 2007 9967.570 ... 103.4 82.8 25 2008 8713.270 ... 90.2 83.1 26 2009 9015.670 ... 93.6 83.5 27 2010 10014.700 ... 103.9 84.3 28 2011 8773.240 ... 89.3 84.5 29 2012 7878.650 ... 79.4 84.3 30 2013 10117.090 ... 99.7 84.8 31 2014 9362.490 ... 92.3 85.1 32 2015 9347.080 ... 92.1 85.3 33 2016 10368.410 ... 101.9 85.8 34 2017 9149.270 ... 90.2 86.0 35 2018 9502.820 ... 93.7 86.2 36 2019 10316.390 ... 101.7 86.6 37 2020 9612.830 ... 94.5 86.8 38 2021 9269.560 ... 91.4 87.0 [39 rows x 9 columns] | MCGUIRE-2 | PWR | WH 4LP (ICECND) | Operational | 1180 | 1158 | 1215 | 3411 | 325.76 | Duke Energy Corp. | Duke Energy Corp. | 1971-04-01 | 1983-05-08 | 1983-05-23 | None | None | None | 1984-03-01 | 0.87 | 0.87 | 0.871 | 691
691 | UNITED STATES OF AMERICA | Year Electricity Supplied [GW.h] Reference Unit Power [MW] Annual Time On Line [h] Operation Factor [%] Energy Availability Factor [%] Load Factor [%] Year Electricity Supplied [GW.h] Reference Unit Power [MW] Annual Time On Line [h] Operation Factor [%] Annual Cumulative Annual Cumulative 0 1982 460.80 1078 1858 NaN NaN NaN NaN NaN 1 1983 1639.80 1078 3087 NaN NaN NaN NaN NaN 2 1984 5206.21 1078 6052 68.9 69.4 69.4 55.0 55.0 3 1985 4827.46 1036 5581 63.7 63.7 66.6 53.2 54.1 4 1986 2100.75 1036 2331 26.6 25.8 53.2 23.2 43.9 5 1987 4108.12 1036 5455 62.3 61.9 55.4 45.3 44.3 6 1988 5453.67 1036 5818 66.2 65.9 57.4 59.9 47.4 7 1989 6180.58 1036 6103 69.7 69.7 59.5 68.1 50.8 8 1990 8637.38 1036 8329 95.1 95.0 64.5 95.2 57.1 9 1991 6841.44 1036 6627 75.6 75.4 65.9 75.4 59.4 10 1992 6469.28 1036 6528 74.3 74.0 66.8 71.1 60.7 11 1993 7207.51 1036 7102 81.1 81.0 68.2 79.4 62.5 12 1994 4945.32 1036 5095 58.2 57.8 67.2 54.5 61.8 13 1995 8239.56 1036 8226 93.9 93.9 69.4 90.8 64.2 14 1996 3300.36 1036 3349 38.1 37.5 67.0 36.3 62.1 15 1997 0.00 1036 0 0.0 0.0 62.2 0.0 57.6 16 1998 3336.67 1036 3174 36.2 36.3 60.5 36.8 56.3 17 1999 8013.68 1036 7963 90.9 90.8 62.4 88.3 58.3 18 2000 9745.39 1114 8784 100.0 100.0 64.7 102.8 61.0 19 2001 9850.36 1111 8708 99.4 99.4 66.7 101.0 63.4 20 2002 8927.60 1111 7945 90.7 90.6 68.1 91.7 64.9 21 2003 9739.03 1111 8716 99.5 99.5 69.7 100.1 66.8 22 2004 9051.53 1111 8059 91.8 91.5 70.8 92.8 68.1 23 2005 9811.96 1146 8760 100.0 100.0 72.3 97.7 69.6 24 2006 9092.07 1118 8129 92.8 92.8 73.2 92.8 70.6 25 2007 9664.63 1118 8760 100.0 100.0 74.4 98.7 71.8 26 2008 8883.77 1118 8103 92.2 92.3 75.1 90.5 72.6 27 2009 9700.71 1118 8580 98.0 98.0 76.0 99.0 73.7 28 2010 9207.03 1118 8119 92.7 92.7 76.7 94.0 74.5 29 2011 9851.68 1118 8529 97.4 97.4 77.5 100.6 75.4 30 2012 9471.23 1137 8213 93.5 93.6 78.0 95.1 76.2 31 2013 9774.52 1137 8465 96.6 100.0 78.8 98.1 76.9 32 2014 9267.74 1137 8092 92.4 92.4 79.3 93.0 77.5 33 2015 10153.40 1137 8760 100.0 100.0 80.0 101.9 78.3 34 2016 9054.09 1137 8019 91.3 91.3 80.3 90.7 78.7 35 2017 9856.32 1137 8541 97.5 97.5 80.8 99.0 79.3 36 2018 9347.13 1137 8117 92.7 92.8 81.2 93.8 79.8 37 2019 10026.81 1137 8680 99.1 99.1 81.7 100.7 80.4 38 2020 9535.89 1137 8342 95.0 95.0 82.1 95.5 80.8 39 2021 10066.17 1137 8760 100.0 100.0 82.6 101.1 81.3 | LASALLE-1 | BWR | BWR-5 (Mark 2) | Operational | 1078 | 1137 | 1207 | 3546 | 295.10 | Exelon Corporation | Exelon Generation Co., LLC | 1973-09-10 | 1982-06-21 | 1982-09-04 | None | None | None | 1984-01-01 | 0.813 | 0.819 | 0.826 | 692
692 | UNITED STATES OF AMERICA | Year Electricity Supplied [GW.h] Reference Unit Power [MW] Annual Time On Line [h] Operation Factor [%] Energy Availability Factor [%] Load Factor [%] Year Electricity Supplied [GW.h] Reference Unit Power [MW] Annual Time On Line [h] Operation Factor [%] Annual Cumulative Annual Cumulative 0 1984 2735.73 1036 4058 86.7 86.6 86.6 77.1 77.1 1 1985 3476.96 1036 3698 42.2 41.8 48.2 38.3 43.9 2 1986 5727.77 1036 6533 74.6 74.6 60.4 63.1 52.8 3 1987 4573.28 1036 4699 53.6 53.1 58.1 50.4 52.0 4 1988 5662.76 1036 6593 75.1 75.1 62.2 62.2 54.5 5 1989 6506.76 1036 6591 75.2 75.1 64.7 71.7 57.8 6 1990 6216.77 1036 6162 70.3 70.0 65.5 68.5 59.5 7 1991 8712.41 1036 8357 95.4 95.4 69.7 96.0 64.6 8 1992 5797.87 1036 5850 66.6 66.3 69.3 63.7 64.5 9 1993 5859.19 1036 5825 66.5 66.1 68.9 64.6 64.5 10 1994 8428.87 1036 8101 92.5 92.4 71.2 92.9 67.3 11 1995 5905.70 1036 5855 66.8 66.5 70.8 65.1 67.1 12 1996 5642.33 1036 5649 64.3 64.5 70.3 62.0 66.7 13 1997 0.00 1036 0 0.0 0.0 65.0 0.0 61.6 14 1998 0.00 1036 0 0.0 0.0 60.4 0.0 57.3 15 1999 6632.33 1036 6231 71.1 71.1 61.1 73.1 58.3 16 2000 9040.45 1114 8229 93.7 93.1 63.1 96.0 60.7 17 2001 9683.43 1111 8515 97.2 97.2 65.2 99.3 63.1 18 2002 8995.59 1111 8078 92.2 92.1 66.8 92.4 64.8 19 2003 8709.05 1111 7762 88.6 88.4 68.0 89.5 66.2 20 2004 9940.43 1111 8764 99.8 99.8 69.7 101.9 68.1 21 2005 8901.22 1147 7857 89.7 89.7 70.7 88.6 69.1 22 2006 10015.75 1120 8760 100.0 100.0 72.1 102.1 70.7 23 2007 9315.51 1120 8287 94.6 94.6 73.1 95.0 71.8 24 2008 9964.59 1120 8784 100.0 100.0 74.3 101.3 73.1 25 2009 9108.04 1120 8058 92.0 92.0 75.0 92.8 73.9 26 2010 9925.54 1120 8760 100.0 100.0 76.0 101.2 75.0 27 2011 9404.75 1140 8238 94.0 94.1 76.7 94.4 75.8 28 2012 10123.73 1140 8784 100.0 100.0 77.6 101.1 76.7 29 2013 8985.77 1140 7962 90.9 92.9 78.2 90.0 77.2 30 2014 9487.27 1140 8228 93.9 93.9 78.7 95.0 77.8 31 2015 8530.63 1140 7955 90.8 90.8 79.1 85.4 78.1 32 2016 10090.77 1140 8784 100.0 100.0 79.8 100.8 78.8 33 2017 9052.14 1140 7877 89.9 89.9 80.1 90.6 79.2 34 2018 10053.26 1140 8687 99.2 99.2 80.7 100.7 79.8 35 2019 9408.48 1140 8290 94.6 94.6 81.1 94.2 80.3 36 2020 10159.80 1140 8783 100.0 100.0 81.7 101.5 80.9 37 2021 8380.54 1140 7402 84.5 84.5 81.8 83.9 81.0 | LASALLE-2 | BWR | BWR-5 (Mark 2) | Operational | 1078 | 1140 | 1207 | 3546 | 287.83 | Exelon Corporation | Exelon Generation Co., LLC | 1973-09-10 | 1984-03-10 | 1984-04-20 | None | None | None | 1984-10-19 | 0.81 | 0.811 | 0.818 | 693
694 | UNITED STATES OF AMERICA | Year Electricity Supplied [GW.h] Reference Unit Power [MW] Annual Time On Line [h] Operation Factor [%] Energy Availability Factor [%] Load Factor [%] Year Electricity Supplied [GW.h] Reference Unit Power [MW] Annual Time On Line [h] Operation Factor [%] Annual Cumulative Annual Cumulative 0 1985 2773.07 1104 3372 75.5 75.8 75.8 69.7 69.7 1 1986 7308.38 1075 6921 79.0 79.5 78.7 76.1 74.8 2 1987 7434.08 1075 7085 80.9 80.9 79.7 78.9 76.6 3 1988 6548.41 1075 6468 73.6 73.7 77.9 69.4 74.4 4 1989 7609.43 1075 7136 81.5 81.5 78.7 80.8 75.9 5 1990 8604.23 1075 8079 92.2 92.2 81.3 91.4 78.8 6 1991 7274.94 1075 6869 78.4 78.5 80.8 77.2 78.6 7 1992 7622.16 1075 7213 82.1 82.1 81.0 80.7 78.9 8 1993 9138.83 1075 8691 99.2 99.2 83.2 97.0 81.1 9 1994 7931.92 1075 7555 86.2 86.3 83.5 84.2 81.4 10 1995 7763.45 1075 7241 82.7 82.7 83.5 82.4 81.5 11 1996 8926.85 1075 8237 93.8 93.8 84.4 94.5 82.7 12 1997 6720.68 1075 6161 70.3 70.4 83.2 71.4 81.7 13 1998 8620.78 1075 7966 90.9 91.0 83.8 91.5 82.5 14 1999 7441.74 1075 6905 78.8 78.9 83.5 79.0 82.2 15 2000 8477.38 1075 7743 88.2 88.2 83.8 89.8 82.7 16 2001 9539.06 1075 8718 99.5 99.5 84.7 101.3 83.9 17 2002 8847.93 1075 8136 92.9 92.8 85.2 94.0 84.4 18 2003 8503.13 1075 7865 89.8 89.7 85.4 90.3 84.8 19 2004 9654.42 1075 8771 99.8 99.9 86.2 102.2 85.7 20 2005 7913.75 1089 6975 79.6 79.6 85.9 83.0 85.6 21 2006 9279.81 1158 7996 91.3 91.3 86.2 91.5 85.8 22 2007 9893.00 1157 8423 96.2 96.2 86.6 97.6 86.4 23 2008 9053.98 1157 7703 87.7 87.7 86.7 89.1 86.5 24 2009 8956.07 1176 7648 87.3 87.5 86.7 86.9 86.6 25 2010 10276.18 1168 8760 100.0 100.0 87.3 100.4 87.1 26 2011 8942.35 1168 7876 89.9 89.9 87.4 87.4 87.2 27 2012 7880.31 1168 6820 77.6 77.7 87.0 76.8 86.7 28 2013 9386.86 1168 8176 93.3 93.3 87.2 91.7 86.9 29 2014 9166.31 1168 7999 91.3 91.3 87.4 89.6 87.0 30 2015 8405.17 1168 7300 83.3 83.3 87.2 82.2 86.9 31 2016 10095.50 1168 8622 98.2 98.2 87.6 98.4 87.2 32 2017 8401.72 1168 7248 82.7 82.8 87.5 82.1 87.1 33 2018 10298.11 1168 8760 100.0 100.0 87.8 100.6 87.5 34 2019 7612.50 1168 6528 74.5 74.5 87.4 74.4 87.1 35 2020 8961.22 1168 7767 88.4 88.4 87.5 87.3 87.1 36 2021 9779.29 1168 8445 96.4 96.4 87.7 95.6 87.4 | WATERFORD-3 | PWR | CE 2LP (DRYAMB) | Operational | 1104 | 1168 | 1250 | 3716 | 310.06 | ENTERGY LOUISIANA, INC. | Entergy Nuclear Operations, Inc. | 1974-11-14 | 1985-03-04 | 1985-03-18 | None | None | None | 1985-09-24 | 0.874 | 0.876 | 0.877 | 695
695 | UNITED STATES OF AMERICA | Year Electricity Supplied [GW.h] Reference Unit Power [MW] Annual Time On Line [h] Operation Factor [%] Energy Availability Factor [%] Load Factor [%] Year Electricity Supplied [GW.h] Reference Unit Power [MW] Annual Time On Line [h] Operation Factor [%] Annual Cumulative Annual Cumulative 0 1982 321.30 1011 852 NaN NaN NaN NaN NaN 1 1983 4472.80 1034 4891 73.3 76.3 76.3 66.6 66.6 2 1984 6088.14 1032 6377 72.6 72.0 73.6 67.2 67.0 3 1985 5286.43 1032 5469 62.4 60.4 68.5 58.5 63.7 4 1986 5839.25 1032 5992 68.4 66.8 68.0 64.6 63.9 5 1987 6132.87 1032 6331 72.3 70.7 68.6 67.8 64.8 6 1988 8410.06 1032 8206 93.4 93.1 73.0 92.8 69.8 7 1989 6483.95 1032 6447 73.6 72.2 72.9 71.7 70.1 8 1990 6446.70 1033 6528 74.5 73.1 72.9 71.2 70.2 9 1991 8821.60 1040 8596 98.1 98.0 75.8 97.2 73.4 10 1992 6400.29 1040 6568 74.8 73.6 75.6 70.1 73.0 11 1993 5232.40 1040 5205 59.4 57.5 73.9 57.4 71.6 12 1994 8414.45 1040 8249 94.2 94.2 75.6 92.4 73.4 13 1995 7432.27 1090 7126 81.4 81.1 76.1 79.0 73.8 14 1996 7752.89 1090 7434 84.6 84.7 76.8 81.0 74.4 15 1997 9085.32 1090 8274 94.4 94.5 78.0 95.2 75.9 16 1998 7652.80 1090 7015 80.1 81.5 78.2 80.2 76.2 17 1999 8814.47 1090 8234 94.0 94.0 79.2 92.3 77.2 18 2000 8180.56 1090 7598 86.5 86.5 79.7 85.4 77.6 19 2001 9412.96 1090 8718 99.5 99.5 80.8 98.6 78.8 20 2002 8026.62 1105 7493 85.5 85.7 81.0 83.4 79.1 21 2003 9359.91 1105 8585 98.0 98.0 81.9 96.7 80.0 22 2004 8027.00 1135 7359 83.8 84.1 82.0 81.2 80.0 23 2005 9442.62 1105 8357 95.4 95.4 82.6 97.6 80.8 24 2006 8602.67 1135 7639 87.2 87.2 82.8 86.5 81.1 25 2007 9456.33 1149 8349 95.3 95.4 83.4 94.0 81.6 26 2008 9005.70 1149 7704 87.7 87.7 83.6 89.2 82.0 27 2009 10475.53 1185 8760 100.0 100.0 84.2 100.9 82.7 28 2010 8294.36 1239 6958 79.4 80.0 84.1 77.8 82.5 29 2011 9499.00 1260 7588 86.6 86.8 84.2 86.4 82.7 30 2012 7814.86 1257 6382 72.6 72.7 83.7 70.8 82.2 31 2013 9898.58 1257 7860 89.7 89.7 84.0 89.9 82.5 32 2014 9150.78 1257 7276 83.1 83.1 83.9 83.1 82.5 33 2015 10908.97 1257 8584 98.0 98.0 84.4 99.1 83.1 34 2016 8749.66 1257 7016 79.9 79.9 84.2 79.2 83.0 35 2017 11026.09 1257 8711 99.4 99.4 84.8 100.1 83.5 36 2018 9582.31 1257 7840 89.5 89.5 84.9 87.0 83.6 37 2019 11105.06 1257 8760 100.0 100.0 85.4 100.8 84.2 38 2020 9332.24 1257 7790 88.7 88.7 85.5 84.5 84.2 39 2021 10838.48 1257 8491 96.9 96.9 85.8 98.4 84.6 | SUSQUEHANNA-1 | BWR | BWR-4 (Mark 2) | Operational | 1065 | 1257 | 1330 | 3952 | 323.98 | PPL Corporation (former PENNSYLVANIA POWER & LIGHT CO. (PP&L)) | PPL Susquehanna, LLC | 1973-11-02 | 1982-09-10 | 1982-11-16 | None | None | None | 1983-06-08 | 0.846 | 0.856 | 0.858 | 696
696 | UNITED STATES OF AMERICA | Year Electricity Supplied [GW.h] Reference Unit Power [MW] Annual Time On Line [h] Operation Factor [%] Energy Availability Factor [%] Load Factor [%] Year Electricity Supplied [GW.h] Reference Unit Power [MW] Annual Time On Line [h] Operation Factor [%] Annual Cumulative Annual Cumulative 0 1984 932.03 1065 1767 NaN NaN NaN NaN NaN 1 1985 7323.31 1032 7463 87.2 90.2 90.2 84.1 84.1 2 1986 5458.36 1032 5730 65.4 63.5 76.2 60.4 71.7 3 1987 8598.43 1032 8431 96.2 96.0 83.0 95.1 79.7 4 1988 5915.25 1038 5985 68.1 66.3 78.8 65.1 76.0 5 1989 6777.04 1038 6745 77.0 76.9 78.4 74.5 75.7 6 1990 8290.70 1039 8143 93.0 94.4 81.1 91.1 78.3 7 1991 7041.38 1044 6955 79.4 78.4 80.7 77.2 78.2 8 1992 7186.16 1044 7119 81.0 80.2 80.6 78.4 78.2 9 1993 8337.86 1044 8094 92.4 92.3 82.0 91.2 79.6 10 1994 6909.84 1094 6577 75.1 74.7 81.2 73.5 79.0 11 1995 8192.74 1094 7691 87.8 87.8 81.8 85.5 79.6 12 1996 9127.17 1094 8346 95.0 95.0 83.0 95.0 81.0 13 1997 7732.57 1094 7211 82.3 82.4 82.9 80.7 81.0 14 1998 8820.75 1094 8172 93.3 93.3 83.7 92.0 81.8 15 1999 7794.67 1094 7268 83.0 83.0 83.6 81.3 81.7 16 2000 9347.19 1094 8587 97.8 97.8 84.6 97.3 82.8 17 2001 8397.15 1111 7693 87.8 87.9 84.8 86.9 83.0 18 2002 9306.16 1111 8439 96.3 96.4 85.4 95.6 83.7 19 2003 8654.66 1140 7701 87.9 88.2 85.6 87.2 83.9 20 2004 10057.13 1140 8784 100.0 100.0 86.4 100.4 84.8 21 2005 8885.73 1140 7900 90.2 90.2 86.6 89.0 85.0 22 2006 9270.90 1140 8155 93.1 93.1 86.9 92.8 85.4 23 2007 8781.57 1140 7726 88.2 88.2 86.9 87.9 85.5 24 2008 10091.45 1140 8784 100.0 100.0 87.5 100.8 86.2 25 2009 9011.13 1140 7775 88.8 88.8 87.6 90.2 86.4 26 2010 10221.22 1190 8686 99.2 99.2 88.1 98.0 86.8 27 2011 7951.26 1260 6600 75.3 76.1 87.6 74.1 86.3 28 2012 9194.97 1257 7609 86.6 86.6 87.5 83.3 86.2 29 2013 9076.94 1257 7256 82.8 82.8 87.3 82.4 86.0 30 2014 9710.29 1257 7756 88.5 88.5 87.4 88.2 86.1 31 2015 9714.51 1257 7685 87.7 87.7 87.4 88.2 86.2 32 2016 10673.32 1257 8523 97.0 97.0 87.7 96.7 86.6 33 2017 9784.47 1257 7876 89.9 89.9 87.8 88.9 86.6 34 2018 10945.59 1257 8760 100.0 100.0 88.2 99.4 87.1 35 2019 9867.64 1257 8059 92.0 92.0 88.3 89.6 87.2 36 2020 10658.67 1257 8683 98.8 98.9 88.6 96.5 87.4 37 2021 9251.27 1257 7879 89.9 89.9 88.7 84.0 87.3 | SUSQUEHANNA-2 | BWR | BWR-4 (Mark 2) | Operational | 1065 | 1257 | 1330 | 3952 | 322.00 | PPL Corporation (former PENNSYLVANIA POWER & LIGHT CO. (PP&L)) | PPL Susquehanna, LLC | 1973-11-02 | 1984-05-08 | 1984-07-03 | None | None | None | 1985-02-12 | 0.873 | 0.885 | 0.887 | 697
697 | UNITED STATES OF AMERICA | Year Electricity Supplied [GW.h] Reference Unit Power [MW] Annual Time On Line [h] Operation Factor [%] Energy Availability Factor [%] Load Factor [%] Year Electricity Supplied [GW.h] Reference Unit Power [MW] Annual Time On Line [h] Operation Factor [%] Annual Cumulative Annual Cumulative 0 1983 2575.80 786 3598 89.3 89.4 89.4 87.0 87.0 1 1984 5564.83 786 7067 80.4 79.5 82.3 80.6 82.4 2 1985 6108.63 837 7368 84.1 83.9 83.0 84.6 83.4 3 1986 6151.23 839 7253 82.8 82.8 82.9 83.9 83.5 4 1987 5950.18 839 7206 82.3 82.3 82.8 81.0 82.9 5 1988 7407.10 839 8784 100.0 100.0 86.0 100.5 86.2 6 1989 5443.45 839 6531 74.6 74.6 84.2 74.1 84.3 7 1990 5341.48 839 6487 74.0 74.1 82.8 72.7 82.7 8 1991 7428.74 839 8760 100.0 100.0 84.9 101.1 84.9 9 1992 5431.15 839 6598 75.1 75.2 83.8 73.7 83.7 10 1993 4719.91 839 6687 76.3 76.4 83.1 64.2 81.8 11 1994 5607.44 839 6971 79.6 79.6 82.8 76.3 81.3 12 1995 5295.95 839 6570 75.0 75.0 82.2 72.1 80.6 13 1996 6984.80 839 8444 96.1 96.2 83.2 94.8 81.6 14 1997 6498.92 839 7756 88.5 88.6 83.6 88.4 82.1 15 1998 6739.45 839 8009 91.4 91.4 84.1 91.7 82.8 16 1999 7212.98 839 8583 98.0 98.0 85.0 98.1 83.7 17 2000 6804.33 839 8041 91.5 91.6 85.4 92.3 84.2 18 2001 6707.49 839 7979 91.1 91.1 85.7 91.3 84.6 19 2002 7424.99 839 8742 99.8 99.8 86.4 101.0 85.4 20 2003 5891.34 839 7120 81.3 81.3 86.2 80.2 85.2 21 2004 6781.43 839 8059 91.8 91.8 86.4 92.0 85.5 22 2005 6283.15 839 7602 86.8 86.8 86.4 85.5 85.5 23 2006 6048.25 839 7434 84.9 84.9 86.4 82.3 85.4 24 2007 5170.45 839 6232 71.1 71.2 85.7 70.4 84.7 25 2008 7087.29 839 8361 95.2 95.2 86.1 96.2 85.2 26 2009 5906.55 839 6721 76.7 76.8 85.8 80.4 85.0 27 2010 7331.25 839 8589 98.0 98.0 86.2 99.8 85.6 28 2011 4279.08 839 5674 64.8 64.8 85.4 58.2 84.6 29 2012 5096.77 839 6101 69.5 69.5 84.9 69.2 84.1 30 2013 8641.77 987 8583 98.0 98.3 85.4 99.9 84.7 31 2014 7096.40 987 7121 81.3 81.3 85.3 82.1 84.6 32 2015 7242.01 987 7272 83.0 83.0 85.2 83.8 84.5 33 2016 8669.53 987 8604 98.0 98.0 85.6 100.0 85.1 34 2017 7915.78 987 7904 90.2 90.2 85.8 91.6 85.3 35 2018 7652.59 987 7723 88.2 88.2 85.9 88.5 85.4 36 2019 8876.97 987 8760 100.0 100.0 86.3 102.7 85.9 37 2020 8073.53 987 8035 91.5 91.5 86.5 93.1 86.2 38 2021 7878.34 987 7890 90.1 90.1 86.6 91.1 86.3 | ST. LUCIE-2 | PWR | CE 2LP (DRYAMB) | Operational | 830 | 987 | 1050 | 3020 | 252.76 | Florida Power & Light Co. | Florida Power & Light Co. | 1977-06-02 | 1983-06-02 | 1983-06-13 | None | None | None | 1983-08-08 | 0.863 | 0.864 | 0.866 | 698
698 | UNITED STATES OF AMERICA | Year Electricity Supplied [GW.h] Reference Unit Power [MW] Annual Time On Line [h] Operation Factor [%] Energy Availability Factor [%] Load Factor [%] Year Electricity Supplied [GW.h] Reference Unit Power [MW] Annual Time On Line [h] Operation Factor [%] Annual Cumulative Annual Cumulative 0 1996 5544.23 1117 5491 91.2 90.6 90.6 88.8 88.8 1 1997 7600.09 1117 7269 83.0 82.3 85.3 77.7 81.7 2 1998 9680.98 1118 8672 99.0 99.0 90.6 98.9 88.4 3 1999 8267.43 1118 7606 86.8 86.8 89.6 84.4 87.3 4 2000 9076.39 1118 8124 92.5 92.5 90.2 92.4 88.4 5 2001 9626.58 1125 8419 96.1 96.1 91.3 97.5 90.1 6 2002 9079.35 1125 7998 91.3 91.3 91.3 92.1 90.4 7 2003 8549.61 1121 7551 86.2 86.2 90.6 86.9 89.9 8 2004 9856.92 1121 8680 98.8 98.8 91.6 100.1 91.1 9 2005 8816.42 1121 7841 89.5 89.5 91.4 89.8 91.0 10 2006 6697.05 1121 6099 69.6 69.7 89.3 68.2 88.8 11 2007 10049.69 1123 8760 100.0 100.0 90.2 102.2 90.0 12 2008 8112.31 1123 7247 82.5 82.5 89.6 82.2 89.4 13 2009 9207.46 1123 8055 92.0 92.0 89.8 93.6 89.7 14 2010 9738.46 1123 8544 97.5 97.6 90.3 99.0 90.3 15 2011 8230.98 1123 7386 84.3 84.3 89.9 83.7 89.9 16 2012 8516.47 1123 7557 86.0 86.0 89.7 86.3 89.7 17 2013 9967.80 1123 8709 99.4 99.4 90.2 101.3 90.3 18 2014 8789.69 1123 7769 88.7 88.7 90.2 89.4 90.3 19 2015 8449.15 1123 7609 86.9 86.9 90.0 85.9 90.0 20 2016 9441.96 1123 8656 98.5 98.5 90.4 95.7 90.3 21 2017 8622.85 1123 7529 86.0 85.9 90.2 87.6 90.2 22 2018 8840.45 1157 7637 87.2 88.5 90.1 87.2 90.1 23 2019 8735.99 1157 7514 85.8 85.8 89.9 86.2 89.9 24 2020 9075.10 1157 7996 91.0 92.2 90.0 89.3 89.9 25 2021 8246.82 1157 7900 90.2 90.2 90.0 81.4 89.5 | WATTS BAR-1 | PWR | WH 4LP (ICECND) | Operational | 1218 | 1157 | 1210 | 3459 | 226.45 | Tennessee Valley Authority | Tennessee Valley Authority | 1973-07-20 | 1996-01-01 | 1996-02-06 | None | None | None | 1996-05-27 | 0.895 | 0.9 | 0.9 | 699
699 | UNITED STATES OF AMERICA | Year Electricity Supplied [GW.h] Reference Unit Power [MW] Annual Time On Line [h] Operation Factor [%] Energy Availability Factor [%] Load Factor [%] Year Electricity Supplied [GW.h] Reference Unit Power [MW] Annual Time On Line [h] Operation Factor [%] Annual Cumulative Annual Cumulative 0 2016 2893.72 1165 2593 100.0 100.0 100.0 101.0 101.0 1 2017 5026.65 1165 4421 50.5 50.5 57.6 49.2 56.7 2 2018 9644.14 1164 8397 95.9 96.0 75.3 94.6 74.2 3 2019 8944.95 1164 7820 89.3 89.6 79.8 87.7 78.4 4 2020 8513.91 1164 7548 85.9 91.3 82.6 83.3 79.6 5 2021 8680.09 1164 8227 93.9 93.9 84.8 85.1 80.7 | WATTS BAR-2 | PWR | WH 4LP (ICECND) | Operational | 1165 | 1164 | 1218 | 3411 | 42.62 | Tennessee Valley Authority | Tennessee Valley Authority | 1973-09-01 | 2016-05-23 | 2016-06-03 | None | None | None | 2016-10-19 | 0.807 | 0.836 | 0.848 | 700
700 | UNITED STATES OF AMERICA | Year Electricity Supplied [GW.h] Reference Unit Power [MW] Annual Time On Line [h] Operation Factor [%] Energy Availability Factor [%] Load Factor [%] Year Electricity Supplied [GW.h] Reference Unit Power [MW] Annual Time On Line [h] Operation Factor [%] Annual Cumulative Annual Cumulative 0 1982 191.20 900 761 NaN NaN NaN NaN NaN 1 1983 4327.50 900 6238 NaN NaN NaN NaN NaN 2 1984 4208.59 900 5362 61.0 61.3 61.3 53.2 53.2 3 1985 5235.09 885 6272 71.6 71.6 66.4 67.5 60.3 4 1986 7160.64 885 8346 95.3 95.3 76.0 92.4 70.9 5 1987 5168.12 885 6135 70.0 70.1 74.5 66.7 69.9 6 1988 5068.16 885 5952 67.8 67.8 73.2 65.2 68.9 7 1989 5412.76 885 7073 80.7 80.8 74.4 69.8 69.1 8 1990 6117.27 885 7261 82.9 82.9 75.6 78.9 70.5 9 1991 5346.13 885 7065 80.6 80.6 76.3 69.0 70.3 10 1992 7515.20 885 8532 97.1 97.1 78.6 96.7 73.2 11 1993 6109.46 885 7258 82.8 82.9 79.0 78.8 73.8 12 1994 4456.04 885 6022 68.7 68.8 78.1 57.5 72.3 13 1995 7561.35 885 8478 96.8 96.8 79.6 97.5 74.4 14 1996 7155.13 945 7829 89.1 89.6 80.4 88.2 75.5 15 1997 7267.91 954 7805 89.1 89.9 81.2 87.5 76.4 16 1998 8188.92 945 8638 98.6 98.7 82.4 98.1 78.0 17 1999 7376.30 954 7779 88.8 88.8 82.8 88.3 78.6 18 2000 6358.81 966 6688 76.1 76.2 82.4 75.0 78.4 19 2001 6757.53 966 7095 81.0 81.0 82.3 79.9 78.5 20 2002 7379.52 966 7645 87.3 87.3 82.6 87.2 79.0 21 2003 7352.06 966 7564 86.4 86.4 82.8 86.9 79.4 22 2004 8243.34 966 8413 95.8 95.8 83.4 97.2 80.3 23 2005 7469.40 966 7746 88.4 88.4 83.7 88.3 80.7 24 2006 7521.40 966 7783 88.8 88.9 83.9 88.9 81.0 25 2007 8479.04 966 8719 99.5 99.5 84.6 100.2 81.9 26 2008 7178.10 966 7404 84.3 84.3 84.6 84.6 82.0 27 2009 6872.04 966 7150 81.6 81.6 84.5 81.2 82.0 28 2010 8487.08 966 8681 99.1 99.1 85.0 100.3 82.7 29 2011 7426.23 966 7622 87.0 87.0 85.1 87.8 82.8 30 2012 7281.60 971 7456 84.9 84.9 85.1 85.4 82.9 31 2013 8369.88 971 8501 97.0 97.0 85.5 98.4 83.5 32 2014 6914.78 971 7078 80.8 80.8 85.4 81.3 83.4 33 2015 7115.39 971 7301 83.3 83.4 85.3 83.6 83.4 34 2016 8658.36 971 8784 100.0 100.0 85.8 101.5 84.0 35 2017 6913.29 973 7079 80.8 80.8 85.6 81.1 83.9 36 2018 7366.39 973 7540 86.1 86.2 85.6 86.4 84.0 37 2019 8248.44 973 8402 95.9 95.9 85.9 96.8 84.3 38 2020 7727.52 973 8002 91.1 91.1 86.1 90.4 84.5 39 2021 6146.32 973 7224 82.5 82.5 86.0 72.1 84.2 | SUMMER-1 | PWR | WH 3LP (DRYAMB) | Operational | 900 | 973 | 1006 | 2900 | 263.42 | SOUTH CAROLINA ELECTRIC & GAS CO. | SOUTH CAROLINA ELECTRIC & GAS CO. | 1973-03-21 | 1982-10-22 | 1982-11-16 | None | None | None | 1984-01-01 | 0.842 | 0.858 | 0.86 | 701
701 | UNITED STATES OF AMERICA | Year Electricity Supplied [GW.h] Reference Unit Power [MW] Annual Time On Line [h] Operation Factor [%] Energy Availability Factor [%] Load Factor [%] Year Electricity Supplied [GW.h] Reference Unit Power [MW] Annual Time On Line [h] Operation Factor [%] Annual Cumulative Annual Cumulative 0 1984 1458.42 1103 2393 90.7 90.5 90.5 84.6 84.6 1 1985 5176.39 1095 6624 75.6 77.1 77.7 53.7 55.2 2 1986 5183.20 1095 6133 70.0 74.1 76.0 54.0 54.6 3 1987 5397.98 1095 5979 68.2 67.9 73.3 56.3 55.2 4 1988 6000.36 1095 6020 68.5 68.2 72.1 62.4 57.0 5 1989 6127.94 1095 6680 76.3 76.0 72.9 63.9 58.3 6 1990 5791.26 1095 5752 65.7 65.3 71.6 60.4 58.7 7 1991 4272.55 1085 4194 47.9 47.1 68.2 44.8 56.7 8 1992 5705.42 1085 5505 62.7 62.0 67.4 59.9 57.1 9 1993 7141.96 1086 6757 77.1 77.2 68.5 73.6 58.9 10 1994 6753.81 1086 6500 74.2 73.7 69.0 71.0 60.1 11 1995 6947.98 1099 6680 76.3 76.0 69.6 72.7 61.2 12 1996 5562.63 1107 5999 68.3 68.3 69.5 57.2 60.9 13 1997 6129.89 1107 6248 71.3 71.4 69.7 63.2 61.1 14 1998 6922.83 1107 6373 72.8 72.8 69.9 71.4 61.8 15 1999 6099.69 1107 6018 68.7 68.5 69.8 62.9 61.9 16 2000 8605.23 1107 8385 95.5 95.4 71.4 88.5 63.6 17 2001 8257.71 1107 7553 86.2 86.1 72.3 85.2 64.8 18 2002 8981.29 1107 8528 97.4 97.4 73.7 92.6 66.4 19 2003 7614.87 1107 7039 80.4 80.4 74.0 78.5 67.0 20 2004 8981.58 1107 8222 93.6 93.6 75.0 92.4 68.3 21 2005 8242.27 1108 7537 86.0 86.0 75.5 84.9 69.1 22 2006 9328.28 1131 8568 97.8 97.8 76.6 94.2 70.3 23 2007 8108.56 1131 7481 85.4 85.4 77.0 81.8 70.8 24 2008 9269.64 1131 8592 97.8 97.8 77.9 93.3 71.8 25 2009 6634.01 1131 6382 72.8 72.9 77.7 67.0 71.6 26 2010 9241.13 1131 8760 100.0 100.0 78.5 93.3 72.4 27 2011 4806.28 1131 4466 51.0 51.0 77.5 48.5 71.5 28 2012 9333.71 1107 8545 97.3 97.3 78.2 96.0 72.4 29 2013 8460.89 1107 7678 87.6 87.6 78.5 87.2 72.9 30 2014 9497.32 1107 8760 100.0 100.0 79.2 97.9 73.7 31 2015 8160.91 1107 7550 86.2 86.2 79.5 84.2 74.1 32 2016 9625.62 1107 8565 97.5 97.5 80.0 99.0 74.8 33 2017 8128.26 1116 7548 86.2 86.2 80.2 83.5 75.1 34 2018 9708.44 1131 8612 98.3 98.3 80.8 98.0 75.8 35 2019 8866.50 1131 7770 88.7 88.7 81.0 89.5 76.2 36 2020 9427.05 1131 8720 99.3 99.3 81.5 94.9 76.7 37 2021 8716.73 1131 7569 86.4 86.4 81.6 88.0 77.0 | COLUMBIA | BWR | BWR-5 (Mark 2) | Operational | 1100 | 1131 | 1190 | 3486 | 277.40 | Energy Northwest | Energy Northwest | 1972-08-01 | 1984-01-19 | 1984-05-27 | None | None | None | 1984-12-13 | 0.77 | 0.815 | 0.816 | 702
702 | UNITED STATES OF AMERICA | Year Electricity Supplied [GW.h] ... Load Factor [%] Year Electricity Supplied [GW.h] ... Annual Cumulative 0 1964 Data from a trial operation not provided ... Data from a trial operation not provided Data from a trial operation not provided 1 1965 Data Not Provided ... Data Not Provided Data Not Provided 2 1966 " ... " " 3 1967 " ... " " 4 1968 " ... " " [5 rows x 9 columns] | BONUS | BWR | Superheater | Permanent Shutdown | 17 | 17 | 18 | 50 | None | None | None | 1960-01-01 | 1964-04-13 | 1964-08-14 | None | None | 1968-06-01 | 1965-09-01 | None | None | None | 703
703 | UNITED STATES OF AMERICA | Year Electricity Supplied [GW.h] Reference Unit Power [MW] Annual Time On Line [h] ... Energy Availability Factor [%] Load Factor [%] Year Electricity Supplied [GW.h] Reference Unit Power [MW] Annual Time On Line [h] ... Annual Cumulative Annual Cumulative 0 1987 Data Not Provided Data Not Provided Data Not Provided ... Data Not Provided Data Not Provided Data Not Provided Data Not Provided 1 1988 5345.560 860 6458 ... 73.6 73.6 70.8 70.8 2 1989 5638.850 860 6873 ... 78.5 76.0 74.8 72.8 3 1990 6339.000 860 7812 ... 89.2 80.4 84.1 76.6 4 1991 5927.440 860 7080 ... 80.8 80.5 78.7 77.1 5 1992 5427.880 860 6501 ... 74.0 79.2 71.8 76.0 6 1993 7527.730 860 8721 ... 99.6 82.6 99.9 80.0 7 1994 6065.060 860 7195 ... 82.2 82.5 80.5 80.1 8 1995 5966.340 860 7279 ... 83.1 82.6 79.2 80.0 9 1996 7067.740 860 8301 ... 94.6 83.9 93.6 81.5 10 1997 5909.030 860 6934 ... 79.2 83.5 78.4 81.2 11 1998 6711.570 860 7891 ... 90.1 84.1 89.1 81.9 12 1999 7244.150 860 8484 ... 96.9 85.1 96.2 83.1 13 2000 6877.960 860 8098 ... 92.2 85.7 91.0 83.7 14 2001 5401.460 860 6335 ... 72.3 84.7 71.7 82.8 15 2002 7835.040 900 8643 ... 98.7 85.7 99.4 84.0 16 2003 7236.920 900 8082 ... 92.3 86.1 91.8 84.5 17 2004 7008.430 900 7687 ... 87.5 86.2 88.6 84.8 18 2005 7930.830 900 8710 ... 99.4 87.0 100.6 85.7 19 2006 7029.270 900 7749 ... 88.5 87.0 89.2 85.9 20 2007 7403.050 900 8176 ... 93.4 87.4 93.9 86.3 21 2008 7821.410 900 8534 ... 97.2 87.9 98.9 86.9 22 2009 7403.160 900 8091 ... 92.4 88.1 93.9 87.2 23 2010 7080.620 900 7746 ... 88.4 88.1 89.8 87.3 24 2011 8111.770 900 8760 ... 100.0 88.6 102.9 88.0 25 2012 7121.940 928 7612 ... 86.9 88.5 88.7 88.0 26 2013 6888.360 928 7392 ... 84.4 88.4 84.7 87.9 27 2014 8048.570 928 8522 ... 97.3 88.7 99.0 88.3 28 2015 7272.180 928 7712 ... 88.0 88.7 89.5 88.4 29 2016 7513.050 928 7961 ... 90.6 88.8 92.2 88.5 30 2017 8208.570 928 8708 ... 99.4 89.1 101.0 89.0 31 2018 7587.910 964 7843 ... 89.9 89.2 89.8 89.0 32 2019 7610.590 964 7857 ... 89.7 89.2 90.1 89.0 33 2020 8275.590 964 8521 ... 97.0 89.4 97.7 89.3 34 2021 7967.060 964 8178 ... 93.4 89.6 94.3 89.5 [35 rows x 9 columns] | HARRIS-1 | PWR | WH 3LP (DRYAMB) | Operational | 900 | 964 | 980 | 2900 | 242.08 | PROGRESS ENERGY Carolinas, Inc. | Progress Energy | 1978-01-28 | 1987-01-03 | 1987-01-19 | None | None | None | 1987-05-02 | 0.895 | 0.894 | 0.896 | 704
709 | UNITED STATES OF AMERICA | Year Electricity Supplied [GW.h] ... Load Factor [%] Year Electricity Supplied [GW.h] ... Annual Cumulative 0 1968 Data from a trial operation not provided ... Data from a trial operation not provided Data from a trial operation not provided 1 1969 Data Not Provided ... Data Not Provided Data Not Provided 2 1970 " ... " " 3 1971 210.600 ... 43.7 NC 4 1972 256.500 ... 53.1 48.4 5 1973 199.200 ... 45.5 47.5 6 1974 313.300 ... 74.5 53.7 7 1975 264.100 ... 52.9 53.6 8 1976 175.900 ... 41.7 51.7 9 1977 92.300 ... 22.0 47.8 10 1978 175.100 ... 41.6 47.0 11 1979 201.700 ... 48.0 47.2 12 1980 214.500 ... 50.9 47.5 13 1981 241.200 ... 57.4 48.4 14 1982 139.600 ... 33.2 47.2 15 1983 202.300 ... 48.1 47.2 16 1984 318.600 ... 75.6 49.2 17 1985 322.910 ... 76.8 51.0 18 1986 158.830 ... 37.8 50.2 19 1987 129.060 ... 93.4 51.0 [20 rows x 9 columns] | LACROSSE | BWR | None | Permanent Shutdown | 50 | 48 | 55 | 165 | 3.85 | None | None | 1963-03-01 | 1967-07-11 | 1968-04-26 | None | None | 1987-04-30 | 1969-11-07 | 0.51 | 0.632 | 0.647 | 710
710 | UNITED STATES OF AMERICA | Year Electricity Supplied [GW.h] ... Load Factor [%] Year Electricity Supplied [GW.h] ... Annual Cumulative 0 1987 Data from a trial operation not provided ... Data from a trial operation not provided Data from a trial operation not provided 1 1988 2540.560 ... 33.6 33.6 2 1989 4288.280 ... 45.8 40.4 3 1990 4140.410 ... 43.7 41.5 4 1991 6562.930 ... 68.6 48.7 5 1992 5144.970 ... 54.5 49.9 6 1993 7191.090 ... 78.3 54.7 7 1994 8355.900 ... 96.0 60.4 8 1995 7253.680 ... 78.0 62.6 9 1996 8698.500 ... 89.5 65.8 10 1997 8877.990 ... 91.7 68.5 11 1998 7307.160 ... 75.5 69.2 12 1999 8782.300 ... 88.9 70.9 13 2000 8001.520 ... 81.1 71.8 14 2001 8858.850 ... 90.4 73.2 15 2002 8417.500 ... 85.9 74.0 16 2003 9566.870 ... 97.6 75.6 17 2004 8643.480 ... 87.9 76.3 18 2005 9961.020 ... 100.2 77.7 19 2006 9081.580 ... 91.3 78.5 20 2007 9201.140 ... 92.1 79.2 21 2008 9082.390 ... 90.7 79.8 22 2009 9921.920 ... 99.2 80.7 23 2010 8944.980 ... 89.3 81.1 24 2011 9568.300 ... 97.6 81.8 25 2012 8418.340 ... 80.3 81.7 26 2013 10942.300 ... 97.8 82.4 27 2014 9822.730 ... 87.9 82.6 28 2015 11072.560 ... 99.0 83.3 29 2016 10123.110 ... 90.2 83.6 30 2017 11122.230 ... 99.4 84.2 31 2018 10094.770 ... 90.2 84.4 32 2019 10993.810 ... 98.3 84.9 33 2020 10167.610 ... 90.6 85.1 34 2021 11124.490 ... 99.4 85.6 [35 rows x 9 columns] | NINE MILE POINT-2 | BWR | BWR-5 (Mark 2) | Operational | 1100 | 1277 | 1320 | 3988 | 292.45 | None | Exelon Generation Co., LLC | 1975-08-01 | 1987-05-23 | 1987-08-08 | None | None | None | 1988-03-11 | 0.856 | 0.866 | 0.876 | 711
711 | UNITED STATES OF AMERICA | Year Electricity Supplied [GW.h] Reference Unit Power [MW] Annual Time On Line [h] Operation Factor [%] Energy Availability Factor [%] Load Factor [%] Year Electricity Supplied [GW.h] Reference Unit Power [MW] Annual Time On Line [h] Operation Factor [%] Annual Cumulative Annual Cumulative 0 1987 738.10 836 950 100.0 100.0 100.0 93.4 93.4 1 1988 6477.06 833 8224 93.6 93.8 94.3 88.5 88.9 2 1989 4557.14 833 6245 71.3 71.7 83.4 62.4 76.2 3 1990 4291.55 820 6734 76.9 77.1 81.4 59.2 70.7 4 1991 6762.16 820 8720 99.5 99.5 85.8 94.1 76.4 5 1992 5647.13 820 7342 83.6 94.8 87.6 78.4 76.8 6 1993 5212.68 820 6770 77.3 77.3 85.9 72.6 76.1 7 1994 7024.73 820 8481 96.8 96.8 87.4 97.8 79.2 8 1995 6047.02 820 7616 86.9 87.0 87.4 84.2 79.8 9 1996 4788.59 820 6169 70.2 70.3 85.5 66.5 78.3 10 1997 6158.70 820 7583 86.6 86.6 85.6 85.7 79.0 11 1998 1808.72 820 2179 24.9 25.1 80.2 25.2 74.2 12 1999 5752.52 820 7155 81.7 81.7 80.3 80.1 74.7 13 2000 6227.85 820 7804 88.8 88.9 81.0 86.5 75.6 14 2001 7191.65 831 8702 99.3 99.4 82.3 99.8 77.3 15 2002 6604.31 831 8133 92.8 93.0 83.0 90.7 78.2 16 2003 6636.99 831 8037 91.8 91.8 83.5 91.2 79.0 17 2004 7314.83 831 8784 100.0 100.0 84.5 100.2 80.3 18 2005 6680.03 831 8169 93.2 93.3 85.0 91.8 80.9 19 2006 6309.51 851 7673 87.6 87.6 85.1 84.6 81.1 20 2007 7473.20 846 8760 100.0 100.0 85.9 100.8 82.1 21 2008 6726.20 890 7744 88.2 87.9 86.0 87.8 82.4 22 2009 6193.96 846 7651 87.3 86.7 86.0 83.6 82.4 23 2010 7874.15 885 8760 100.0 100.0 86.7 101.6 83.3 24 2011 7085.78 885 7920 90.4 90.4 86.8 91.4 83.7 25 2012 7032.52 885 7828 89.1 89.1 86.9 90.5 84.0 26 2013 7818.59 885 8458 96.5 96.6 87.3 100.8 84.7 27 2014 7279.91 904 7929 90.5 90.7 87.4 91.9 85.0 28 2015 7255.59 904 7931 90.5 90.5 87.6 91.6 85.2 29 2016 7868.44 904 8579 97.7 97.7 87.9 99.1 85.7 30 2017 7312.33 905 8058 92.0 92.0 88.1 92.2 85.9 31 2018 7222.74 905 8085 92.3 92.3 88.2 91.1 86.1 32 2019 8039.57 905 8760 100.0 100.0 88.6 101.4 86.6 33 2020 7345.66 905 8190 93.2 93.2 88.8 92.4 86.8 34 2021 6610.08 905 7784 88.9 88.8 88.8 83.4 86.7 | BEAVER VALLEY-2 | PWR | WH 3LP (DRYSUB) | Operational | 836 | 905 | 958 | 2900 | 221.89 | OHIO EDISON CO. | FIRST ENERGY NUCLEAR OPERATING CO. | 1974-05-03 | 1987-08-04 | 1987-08-17 | None | None | None | 1987-11-17 | 0.867 | 0.882 | 0.888 | 712
712 | UNITED STATES OF AMERICA | Year Electricity Supplied [GW.h] Reference Unit Power [MW] Annual Time On Line [h] Operation Factor [%] Energy Availability Factor [%] Load Factor [%] Year Electricity Supplied [GW.h] Reference Unit Power [MW] Annual Time On Line [h] Operation Factor [%] Annual Cumulative Annual Cumulative 0 1985 3440.51 1145 3513 78.4 78.6 78.6 67.0 67.0 1 1986 5199.12 1145 5151 58.8 58.9 65.5 51.8 56.9 2 1987 6405.97 1145 5924 67.6 68.0 66.5 63.9 59.7 3 1988 7639.97 1129 7003 79.7 79.8 70.2 77.0 64.6 4 1989 7775.42 1129 7278 83.1 84.7 73.4 78.6 67.7 5 1990 6900.50 1129 6277 71.7 71.7 73.1 69.8 68.1 6 1991 6681.05 1129 6227 71.1 71.1 72.8 67.6 68.0 7 1992 7050.94 1129 6338 72.2 72.1 72.7 71.1 68.4 8 1993 7597.13 1129 6916 79.0 79.0 73.4 76.8 69.4 9 1994 9778.83 1129 8722 99.6 99.6 76.2 98.9 72.5 10 1995 8721.63 1129 7712 88.0 88.1 77.3 88.2 74.0 11 1996 6341.10 1129 5806 66.1 66.2 76.3 63.9 73.1 12 1997 9192.55 1129 7966 90.9 90.7 77.5 93.0 74.7 13 1998 8903.65 1129 7923 90.4 90.5 78.4 90.0 75.8 14 1999 9073.74 1129 7987 91.2 91.2 79.3 91.8 76.9 15 2000 8923.00 1129 7844 89.3 89.3 80.0 90.0 77.8 16 2001 9976.97 1129 8722 99.6 99.6 81.2 100.9 79.1 17 2002 9481.61 1129 8250 94.2 94.2 81.9 95.9 80.1 18 2003 8198.52 1129 7157 81.7 81.7 81.9 82.9 80.2 19 2004 9711.07 1129 8608 98.0 98.0 82.7 97.9 81.2 20 2005 9177.33 1129 8027 91.6 91.7 83.1 92.8 81.7 21 2006 8114.96 1129 7066 80.7 80.7 83.0 82.0 81.7 22 2007 10070.89 1129 8728 99.6 99.6 83.8 101.8 82.6 23 2008 8773.30 1129 7610 86.6 86.6 83.9 88.5 82.9 24 2009 9002.04 1129 7834 89.4 89.4 84.1 91.0 83.2 25 2010 9889.07 1129 8629 98.5 98.5 84.7 100.0 83.9 26 2011 8758.04 1146 7630 87.1 87.2 84.8 87.8 84.0 27 2012 8767.33 1146 7657 87.2 87.2 84.9 87.1 84.1 28 2013 10100.41 1146 8760 100.0 100.0 85.4 100.6 84.7 29 2014 8619.61 1146 7493 85.5 85.5 85.4 85.9 84.8 30 2015 9283.45 1146 8104 92.5 92.5 85.6 92.5 85.0 31 2016 10242.36 1146 8784 100.0 100.0 86.1 101.8 85.5 32 2017 9529.31 1146 8179 93.4 93.4 86.3 94.9 85.8 33 2018 9510.49 1160 8171 93.3 93.3 86.5 93.6 86.1 34 2019 10249.74 1160 8760 100.0 100.0 86.9 100.9 86.5 35 2020 9235.52 1160 7955 90.6 90.6 87.0 90.6 86.6 36 2021 9433.23 1160 8241 94.1 94.1 87.2 92.8 86.8 | CATAWBA-1 | PWR | WH 4LP (ICECND) | Operational | 1145 | 1160 | 1188 | 3411 | 315.54 | North Carolina Electric Membership Corp. | Duke Energy Corp. | 1974-05-01 | 1985-01-07 | 1985-01-22 | None | None | None | 1985-06-29 | 0.868 | 0.872 | 0.872 | 713
713 | UNITED STATES OF AMERICA | Year Electricity Supplied [GW.h] Reference Unit Power [MW] Annual Time On Line [h] Operation Factor [%] Energy Availability Factor [%] Load Factor [%] Year Electricity Supplied [GW.h] Reference Unit Power [MW] Annual Time On Line [h] Operation Factor [%] Annual Cumulative Annual Cumulative 0 1986 1324.22 1145 1325 34.6 35.6 35.6 29.1 29.1 1 1987 7169.49 1145 7014 80.1 80.2 69.0 71.5 60.9 2 1988 5434.95 1129 5571 63.4 71.8 70.2 54.8 58.3 3 1989 6527.10 1129 6302 71.9 72.0 70.7 66.0 60.6 4 1990 6502.99 1129 5984 68.3 69.0 70.3 65.8 61.8 5 1991 7274.89 1129 6621 75.6 75.6 71.3 73.6 64.0 6 1992 9273.46 1129 8281 94.3 94.3 74.9 93.5 68.6 7 1993 8177.41 1129 7233 82.6 82.6 76.0 82.7 70.5 8 1994 7691.73 1129 6978 79.7 79.8 76.4 77.8 71.4 9 1995 7960.18 1129 7074 80.8 80.8 76.9 80.5 72.4 10 1996 9233.63 1129 8107 92.3 92.3 78.4 93.1 74.4 11 1997 8593.36 1129 7623 87.0 87.1 79.2 86.9 75.5 12 1998 8672.30 1129 7580 86.5 86.6 79.8 87.7 76.5 13 1999 8855.38 1129 7727 88.2 88.2 80.4 89.5 77.4 14 2000 8981.37 1129 7928 90.3 90.3 81.1 90.6 78.4 15 2001 8574.14 1129 7507 85.7 85.7 81.4 86.7 78.9 16 2002 10172.30 1129 8760 100.0 100.0 82.5 102.8 80.4 17 2003 9318.16 1129 8117 92.7 92.7 83.1 94.2 81.2 18 2004 8835.74 1129 7672 87.3 87.4 83.3 89.1 81.6 19 2005 10099.11 1129 8737 99.7 99.7 84.2 102.1 82.7 20 2006 8779.22 1129 7696 87.8 87.9 84.4 88.8 83.0 21 2007 8351.56 1129 7262 82.9 82.9 84.3 84.4 83.0 22 2008 10203.16 1129 8784 100.0 100.0 85.0 102.9 83.9 23 2009 8910.22 1129 7727 88.2 88.2 85.1 90.1 84.2 24 2010 9075.00 1129 7934 90.6 90.6 85.4 91.8 84.5 25 2011 10025.54 1129 8716 99.5 99.5 85.9 101.4 85.2 26 2012 9061.97 1146 7849 89.4 89.5 86.0 90.4 85.4 27 2013 9065.55 1146 7942 90.6 90.7 86.2 90.3 85.5 28 2014 10091.90 1146 8760 100.0 100.0 86.7 100.5 86.1 29 2015 9100.43 1146 7886 90.0 90.0 86.8 90.6 86.2 30 2016 9315.90 1146 8090 92.1 92.1 87.0 92.5 86.4 31 2017 10177.38 1150 8760 100.0 100.0 87.4 101.0 86.9 32 2018 9269.23 1150 8080 92.2 92.2 87.6 92.0 87.1 33 2019 9343.86 1150 8155 93.1 93.1 87.8 92.8 87.2 34 2020 10121.15 1150 8783 100.0 100.0 88.1 100.2 87.6 35 2021 8989.38 1150 7864 89.8 89.8 88.2 89.2 87.7 | CATAWBA-2 | PWR | WH 4LP (ICECND) | Operational | 1145 | 1150 | 1188 | 3411 | 309.12 | North Carolina Municipal Power Agency No.1 | Duke Energy Corp. | 1974-05-01 | 1986-05-08 | 1986-05-18 | None | None | None | 1986-08-19 | 0.877 | 0.878 | 0.882 | 714
714 | UNITED STATES OF AMERICA | Year Electricity Supplied [GW.h] Reference Unit Power [MW] Annual Time On Line [h] Operation Factor [%] Energy Availability Factor [%] Load Factor [%] Year Electricity Supplied [GW.h] Reference Unit Power [MW] Annual Time On Line [h] Operation Factor [%] Annual Cumulative Annual Cumulative 0 1984 164.98 1250 702 NaN NaN NaN NaN NaN 1 1985 4316.40 1108 5042 60.9 58.7 58.7 54.2 54.2 2 1986 4098.05 1108 5326 60.8 60.5 59.9 42.2 46.2 3 1987 7726.99 1142 7098 81.0 80.9 68.4 78.0 59.1 4 1988 9590.95 1142 8250 93.9 93.8 75.8 95.6 69.7 5 1989 7846.28 1142 6815 77.8 76.9 76.0 78.4 71.7 6 1990 7404.01 1142 6765 77.2 76.6 76.1 74.0 72.1 7 1991 9118.72 1143 8035 91.7 88.4 78.0 91.1 75.0 8 1992 8171.15 1143 7163 81.6 81.1 78.4 81.4 75.9 9 1993 7898.46 1143 6845 78.1 77.6 78.3 78.9 76.2 10 1994 9614.75 1143 8284 94.6 94.5 80.0 96.0 78.3 11 1995 7809.73 1173 6829 78.0 77.7 79.8 77.3 78.2 12 1996 9224.70 1179 7696 87.6 87.7 80.5 89.3 79.2 13 1997 10817.56 1200 8760 100.0 100.0 82.2 102.9 81.2 14 1998 9190.81 1204 7641 87.2 87.5 82.6 87.4 81.7 15 1999 8428.40 1204 6944 79.3 79.3 82.3 79.9 81.6 16 2000 10694.61 1210 8634 98.3 98.3 83.4 100.7 82.9 17 2001 9923.98 1210 8040 91.8 91.8 84.0 93.6 83.5 18 2002 10059.47 1207 8139 92.9 92.9 84.5 95.1 84.2 19 2003 10902.49 1207 8574 97.9 97.9 85.2 103.1 85.3 20 2004 10235.07 1207 8047 91.6 91.2 85.6 96.5 85.9 21 2005 10077.85 1263 7974 91.0 91.0 85.8 91.1 86.2 22 2006 10807.33 1266 8570 97.8 97.8 86.4 97.4 86.7 23 2007 9358.78 1268 7643 87.2 87.3 86.5 84.3 86.6 24 2008 9417.15 1268 7637 86.9 87.0 86.5 84.6 86.5 25 2009 10998.51 1259 8760 100.0 100.0 87.1 99.7 87.1 26 2010 9643.24 1251 7912 90.3 90.3 87.2 88.0 87.1 27 2011 10336.52 1251 8760 100.0 100.0 87.7 94.3 87.4 28 2012 7336.44 1401 5740 65.4 67.0 86.9 63.6 86.4 29 2013 10784.30 1401 7891 90.1 91.0 87.1 87.9 86.5 30 2014 10279.50 1401 7744 88.4 88.2 87.1 83.8 86.4 31 2015 11718.78 1401 8563 97.8 97.7 87.5 95.5 86.7 32 2016 5981.59 1401 4407 50.2 49.5 86.1 48.6 85.4 33 2017 7437.97 1401 6208 70.9 62.8 85.3 60.6 84.5 34 2018 6957.96 1401 5664 64.7 64.3 84.6 56.7 83.5 35 2019 11032.60 1401 8068 92.1 92.1 84.8 89.9 83.8 36 2020 6470.93 1401 5202 59.2 59.2 84.0 52.6 82.8 37 2021 11803.75 1401 8473 96.7 96.7 84.4 96.2 83.2 | GRAND GULF-1 | BWR | BWR-6 (Mark 3) | Operational | 1250 | 1401 | 1500 | 4408 | 333.93 | None | Entergy Nuclear Operations, Inc. | 1974-05-04 | 1982-08-18 | 1984-10-20 | None | None | None | 1985-07-01 | 0.832 | 0.849 | 0.844 | 715
716 | UNITED STATES OF AMERICA | Year Electricity Supplied [GW.h] Reference Unit Power [MW] Annual Time On Line [h] ... Energy Availability Factor [%] Load Factor [%] Year Electricity Supplied [GW.h] Reference Unit Power [MW] Annual Time On Line [h] ... Annual Cumulative Annual Cumulative 0 1986 Data Not Provided Data Not Provided Data Not Provided ... Data Not Provided Data Not Provided Data Not Provided Data Not Provided 1 1987 6748.200 1142 6235 ... 71.4 71.4 67.5 67.5 2 1988 7683.620 1142 6954 ... 79.5 75.4 76.6 72.0 3 1989 7082.600 1142 6636 ... 75.9 75.6 70.8 71.6 4 1990 8218.240 1137 7798 ... 89.2 79.0 82.5 74.3 5 1991 2876.710 1137 2850 ... 33.6 69.9 28.9 65.3 6 1992 6593.810 1137 6311 ... 72.1 70.3 66.0 65.4 7 1993 6502.830 1137 6106 ... 70.2 70.3 65.3 65.4 8 1994 9416.150 1137 8426 ... 96.3 73.5 94.5 69.0 9 1995 7993.620 1137 7083 ... 81.2 74.4 80.3 70.3 10 1996 2476.710 1137 2156 ... 25.7 69.5 24.8 65.7 11 1997 0.000 1137 0 ... 0.0 63.2 0.0 59.8 12 1998 3392.060 1137 3402 ... 38.9 61.2 34.1 57.6 13 1999 8307.550 1140 7329 ... 83.7 62.9 83.2 59.6 14 2000 10125.720 1154 8784 ... 100.0 65.6 100.1 62.5 15 2001 8169.690 1136 7392 ... 84.3 66.8 81.4 63.8 16 2002 8746.210 1130 7803 ... 89.0 68.2 88.1 65.3 17 2003 10005.700 1130 8729 ... 99.6 70.0 101.1 67.4 18 2004 8983.700 1148 7905 ... 90.1 71.2 89.9 68.6 19 2005 8766.990 1131 7677 ... 87.6 72.0 88.5 69.7 20 2006 10111.100 1155 8760 ... 100.0 73.4 99.9 71.2 21 2007 8699.380 1145 7694 ... 87.7 74.1 86.7 71.9 22 2008 8850.300 1145 7739 ... 88.1 74.8 88.0 72.7 23 2009 10418.220 1137 8470 ... 96.7 75.7 104.6 74.1 24 2010 9335.740 1233 7623 ... 88.0 76.3 86.4 74.6 25 2011 9365.730 1233 7674 ... 87.6 76.8 86.7 75.1 26 2012 10776.490 1218 8784 ... 100.0 77.7 100.7 76.2 27 2013 9542.430 1210 7803 ... 89.0 78.1 89.9 76.7 28 2014 9360.530 1218 7676 ... 90.0 78.6 87.7 77.1 29 2015 10677.970 1229 8760 ... 100.0 79.4 99.2 77.9 30 2016 9140.320 1229 7539 ... 85.8 79.6 84.7 78.2 31 2017 9740.290 1229 7972 ... 91.0 80.0 90.5 78.6 32 2018 10758.280 1210 8760 ... 100.0 80.6 101.5 79.3 33 2019 9516.620 1210 7834 ... 89.4 80.9 89.8 79.7 34 2020 9024.350 1210 7438 ... 85.1 81.0 84.9 79.8 35 2021 10265.200 1210 8459 ... 96.6 81.5 96.8 80.3 [36 rows x 9 columns] | MILLSTONE-3 | PWR | WH 4LP (DRYSUB) | Operational | 1159 | 1210 | 1280 | 3650 | 293.25 | Dominion Resources, Inc. | Dominion Energy | 1974-08-09 | 1986-01-23 | 1986-02-12 | None | None | None | 1986-04-23 | 0.803 | 0.81 | 0.815 | 717
717 | UNITED STATES OF AMERICA | Year Electricity Supplied [GW.h] Reference Unit Power [MW] Annual Time On Line [h] ... Energy Availability Factor [%] Load Factor [%] Year Electricity Supplied [GW.h] Reference Unit Power [MW] Annual Time On Line [h] ... Annual Cumulative Annual Cumulative 0 1987 Data Not Provided Data Not Provided Data Not Provided ... Data Not Provided Data Not Provided Data Not Provided Data Not Provided 1 1988 6799.710 1079 6569 ... 74.2 74.2 71.7 71.7 2 1989 8709.380 1083 8275 ... 94.2 84.2 91.8 81.8 3 1990 7353.060 1079 6980 ... 78.4 82.3 77.8 80.4 4 1991 7501.740 1100 7016 ... 79.0 81.4 77.8 79.8 5 1992 9383.530 1105 8523 ... 96.9 84.6 96.7 83.2 6 1993 8600.740 1158 7577 ... 86.3 84.9 85.7 83.6 7 1994 8817.160 1169 7847 ... 89.6 85.6 86.1 84.0 8 1995 9984.010 1162 8621 ... 98.4 87.3 98.1 85.9 9 1996 8149.800 1162 7162 ... 81.6 86.6 79.8 85.2 10 1997 8270.110 1162 7167 ... 81.8 86.1 81.2 84.8 11 1998 10216.950 1162 8738 ... 99.8 87.4 100.4 86.2 12 1999 9425.860 1151 8108 ... 92.6 87.8 93.3 86.8 13 2000 9196.570 1148 7963 ... 90.7 88.0 91.2 87.2 14 2001 10144.380 1148 8665 ... 98.9 88.8 100.9 88.2 15 2002 8638.760 1148 7469 ... 85.3 88.6 85.9 88.0 16 2003 9411.480 1152 8097 ... 92.5 88.8 93.3 88.3 17 2004 10162.270 1152 8694 ... 99.0 89.4 100.4 89.1 18 2005 9220.150 1152 7964 ... 91.0 89.5 91.4 89.2 19 2006 8671.050 1152 7536 ... 86.0 89.4 85.9 89.0 20 2007 9960.290 1109 8760 ... 100.0 89.9 102.5 89.7 21 2008 9050.430 1109 7828 ... 89.1 89.8 92.9 89.8 22 2009 9135.000 1150 7861 ... 90.1 89.8 90.7 89.9 23 2010 10247.420 1150 8760 ... 100.0 90.3 101.7 90.4 24 2011 9216.930 1150 7954 ... 90.8 90.3 91.5 90.4 25 2012 9216.970 1150 7961 ... 90.6 90.3 91.2 90.5 26 2013 10222.360 1150 8760 ... 100.0 90.7 101.5 90.9 27 2014 8820.190 1150 7752 ... 88.5 90.6 87.6 90.8 28 2015 9215.780 1150 7947 ... 90.7 90.6 91.5 90.8 29 2016 10273.150 1150 8784 ... 100.0 91.0 101.7 91.2 30 2017 9408.650 1150 8109 ... 92.6 91.0 93.4 91.2 31 2018 9627.220 1150 8216 ... 93.8 91.1 95.6 91.4 32 2019 10297.020 1150 8760 ... 100.0 91.4 102.2 91.7 33 2020 9562.450 1150 8221 ... 93.6 91.4 94.7 91.8 34 2021 9436.790 1150 8152 ... 93.1 91.5 93.7 91.9 [35 rows x 9 columns] | VOGTLE-1 | PWR | WH 4LP (DRYAMB) | Operational | 1122 | 1150 | 1229 | 3626 | 316.24 | GEORGIA POWER CO. | Southern Nuclear Operating Company, Inc. | 1976-08-01 | 1987-03-09 | 1987-03-27 | None | None | None | 1987-06-01 | 0.919 | 0.915 | 0.915 | 718
718 | UNITED STATES OF AMERICA | Year Electricity Supplied [GW.h] Reference Unit Power [MW] Annual Time On Line [h] Operation Factor [%] Energy Availability Factor [%] Load Factor [%] Year Electricity Supplied [GW.h] Reference Unit Power [MW] Annual Time On Line [h] Operation Factor [%] Annual Cumulative Annual Cumulative 0 1989 5547.17 1083 5104 95.6 95.4 95.4 96.4 96.4 1 1990 6868.02 1110 7125 81.3 81.1 86.3 70.6 80.0 2 1991 8897.44 1097 8375 95.6 95.4 89.8 92.6 84.9 3 1992 7779.64 1109 7175 81.7 80.8 87.3 79.9 83.4 4 1993 8680.90 1157 7737 88.3 88.1 87.5 86.9 84.2 5 1994 9331.60 1169 8062 92.0 92.1 88.3 91.2 85.5 6 1995 9165.65 1162 7908 90.3 90.3 88.6 90.0 86.2 7 1996 9037.64 1162 7899 89.9 89.9 88.8 88.5 86.5 8 1997 10310.83 1162 8760 100.0 100.0 90.2 101.3 88.3 9 1998 8388.61 1167 7347 83.9 83.9 89.5 82.4 87.7 10 1999 9022.63 1154 7833 89.4 89.5 89.5 89.1 87.8 11 2000 10337.82 1149 8784 100.0 100.0 90.4 102.4 89.1 12 2001 9456.68 1149 8112 92.6 92.6 90.6 94.0 89.5 13 2002 8418.90 1149 7328 83.6 83.7 90.1 83.6 89.0 14 2003 9736.64 1149 8401 95.9 95.9 90.5 96.7 89.6 15 2004 9168.69 1149 7970 90.7 90.8 90.5 90.8 89.6 16 2005 8592.88 1149 7464 85.2 85.2 90.2 85.4 89.4 17 2006 9276.10 1149 8024 91.6 91.6 90.2 92.2 89.6 18 2007 8347.29 1127 7323 83.6 83.3 89.9 84.6 89.3 19 2008 8727.13 1127 7767 88.4 88.4 89.8 88.2 89.2 20 2009 10150.93 1152 8710 99.4 99.4 90.3 100.6 89.8 21 2010 9363.05 1152 8011 91.4 91.5 90.3 92.8 89.9 22 2011 9512.37 1152 8163 93.2 93.2 90.5 94.3 90.1 23 2012 10341.23 1152 8784 100.0 100.0 90.9 102.2 90.6 24 2013 8860.32 1152 7748 88.4 88.4 90.8 87.8 90.5 25 2014 9276.53 1152 7984 91.1 91.1 90.8 91.9 90.6 26 2015 10144.14 1152 8692 99.2 99.2 91.1 100.5 91.0 27 2016 9586.97 1152 8220 93.6 93.6 91.2 94.7 91.1 28 2017 9767.38 1152 8347 95.3 95.3 91.3 96.8 91.3 29 2018 10331.91 1152 8760 100.0 100.0 91.6 102.4 91.7 30 2019 9457.10 1152 8076 92.2 92.2 91.7 93.7 91.7 31 2020 9295.37 1152 7913 90.1 90.1 91.6 91.9 91.7 32 2021 10320.36 1152 8760 100.0 100.0 91.9 102.3 92.1 | VOGTLE-2 | PWR | WH 4LP (DRYAMB) | Operational | 1101 | 1152 | 1229 | 3626 | 301.47 | GEORGIA POWER CO. | Southern Nuclear Operating Company, Inc. | 1976-08-01 | 1989-03-28 | 1989-04-10 | None | None | None | 1989-05-20 | 0.921 | 0.919 | 0.919 | 719
724 | UNITED STATES OF AMERICA | Year Electricity Supplied [GW.h] ... Load Factor [%] Year Electricity Supplied [GW.h] ... Annual Cumulative 0 1986 Data from a trial operation not provided ... Data from a trial operation not provided Data from a trial operation not provided 1 1987 Data Not Provided ... Data Not Provided Data Not Provided 2 1988 7233.820 ... 68.4 68.4 3 1989 5357.580 ... 53.6 61.2 4 1990 6638.890 ... 66.4 62.9 5 1991 8975.670 ... 87.9 69.2 6 1992 7168.560 ... 70.0 69.3 7 1993 3973.210 ... 38.9 64.3 8 1994 4591.900 ... 45.0 61.5 9 1995 9112.120 ... 89.2 65.0 10 1996 7481.950 ... 73.2 65.9 11 1997 8151.830 ... 80.2 67.3 12 1998 10188.940 ... 100.3 70.3 13 1999 9124.910 ... 89.8 71.9 14 2000 10085.680 ... 96.4 73.8 15 2001 7781.770 ... 71.8 73.7 16 2002 9974.810 ... 92.2 75.0 17 2003 8553.200 ... 79.1 75.2 18 2004 10227.340 ... 94.3 76.4 19 2005 7667.520 ... 70.9 76.1 20 2006 10475.370 ... 96.8 77.2 21 2007 8058.250 ... 73.9 77.1 22 2008 10680.580 ... 97.7 78.1 23 2009 7345.140 ... 67.4 77.6 24 2010 10619.710 ... 97.8 78.5 25 2011 8569.090 ... 78.9 78.5 26 2012 10490.300 ... 96.3 79.2 27 2013 8448.620 ... 77.1 79.2 28 2014 10455.270 ... 95.0 79.8 29 2015 9482.840 ... 86.2 80.0 30 2016 10420.290 ... 94.4 80.5 31 2017 9812.380 ... 89.2 80.8 32 2018 10718.960 ... 98.7 81.4 33 2019 9173.100 ... 84.4 81.5 34 2020 10990.960 ... 100.9 82.1 35 2021 9709.680 ... 89.4 82.3 [36 rows x 9 columns] | PERRY-1 | BWR | BWR-6 (Mark 3) | Operational | 1205 | 1240 | 1303 | 3758 | 298.76 | CLEVELAND ELECTRIC ILLUMINATING CO. | FIRST ENERGY NUCLEAR OPERATING CO. | 1974-10-01 | 1986-06-06 | 1986-12-19 | None | None | None | 1987-11-18 | 0.823 | 0.841 | 0.844 | 725
726 | UNITED STATES OF AMERICA | Year Electricity Supplied [GW.h] Reference Unit Power [MW] Annual Time On Line [h] Operation Factor [%] Energy Availability Factor [%] Load Factor [%] Year Electricity Supplied [GW.h] Reference Unit Power [MW] Annual Time On Line [h] Operation Factor [%] Annual Cumulative Annual Cumulative 0 1990 4094.00 1150 4125 84.9 84.9 84.9 82.1 82.1 1 1991 6814.38 1150 6394 73.0 73.0 76.0 67.6 71.3 2 1992 7868.44 1150 7056 80.3 80.3 77.8 77.9 74.1 3 1993 9046.81 1150 8094 92.4 92.4 82.2 89.8 78.8 4 1994 6203.50 1150 5466 62.4 62.3 77.6 61.6 74.8 5 1995 8380.64 1158 7465 85.2 85.2 79.0 83.1 76.4 6 1996 9844.19 1158 8690 98.9 99.0 82.2 96.8 79.6 7 1997 7945.70 1158 6929 79.1 79.2 81.8 78.3 79.5 8 1998 8388.43 1158 7294 83.3 83.3 82.0 82.7 79.8 9 1999 8685.71 1155 7564 86.4 86.3 82.4 85.8 80.5 10 2000 7921.49 1155 6910 78.7 78.7 82.1 78.1 80.2 11 2001 8692.24 1155 7703 87.9 87.9 82.6 85.9 80.8 12 2002 9293.37 1155 8083 92.3 92.2 83.4 91.8 81.6 13 2003 9275.43 1155 8121 92.7 92.7 84.1 91.7 82.4 14 2004 10176.97 1155 8784 100.0 100.0 85.2 100.3 83.7 15 2005 9455.21 1159 7928 90.5 90.5 85.5 93.1 84.3 16 2006 9397.40 1244 7718 88.1 87.9 85.7 87.6 84.5 17 2007 10763.88 1245 8669 99.0 99.0 86.5 98.7 85.4 18 2008 9349.64 1245 7596 86.5 86.5 86.5 85.5 85.4 19 2009 8816.67 1245 7326 83.6 83.6 86.4 80.8 85.1 20 2010 10910.05 1247 8760 100.0 100.0 87.1 99.9 85.9 21 2011 8361.74 1247 6959 79.4 79.5 86.7 76.6 85.4 22 2012 8188.86 1246 7689 87.5 87.6 86.7 74.8 84.9 23 2013 10926.11 1246 8760 100.0 100.0 87.3 100.1 85.6 24 2014 10167.58 1246 8190 93.5 93.5 87.6 93.2 85.9 25 2015 9483.63 1246 7705 88.0 88.0 87.6 86.9 86.0 26 2016 10760.55 1246 8667 98.7 98.7 88.0 98.3 86.5 27 2017 9990.27 1246 8033 91.7 91.7 88.2 91.5 86.7 28 2018 10061.27 1246 8093 92.4 92.4 88.3 92.2 86.9 29 2019 10906.28 1246 8760 100.0 100.0 88.8 99.9 87.3 30 2020 9865.20 1246 7961 90.6 92.0 88.9 90.1 87.4 31 2021 9660.02 1246 7932 90.6 90.6 88.9 88.5 87.5 | SEABROOK-1 | PWR | WH 4LP (DRYAMB) | Operational | 1149 | 1246 | 1296 | 3648 | 289.69 | NextEra Energy Resources, LLC | NextEra Energy Resources, LLC | 1976-07-07 | 1989-06-13 | 1990-05-29 | None | None | None | 1990-08-19 | 0.875 | 0.888 | 0.889 | 727
728 | UNITED STATES OF AMERICA | Year Electricity Supplied [GW.h] Reference Unit Power [MW] Annual Time On Line [h] Operation Factor [%] Energy Availability Factor [%] Load Factor [%] Year Electricity Supplied [GW.h] Reference Unit Power [MW] Annual Time On Line [h] Operation Factor [%] Annual Cumulative Annual Cumulative 0 1990 3335.18 1137 4399 78.0 80.6 80.6 60.2 60.2 1 1991 5360.52 1150 5341 61.0 60.5 66.4 53.2 55.3 2 1992 6937.48 1150 6947 79.1 79.1 71.7 68.7 60.8 3 1993 7150.44 1150 6932 79.1 79.1 73.9 71.0 63.8 4 1994 9367.60 1150 8653 98.8 98.8 79.5 93.0 70.4 5 1995 7803.75 1150 7444 85.0 85.0 80.5 77.5 71.7 6 1996 7756.24 1150 7265 82.7 82.7 80.9 76.8 72.5 7 1997 9478.88 1150 8656 98.8 98.8 83.3 94.1 75.4 8 1998 8505.96 1150 7848 89.6 89.6 84.0 84.4 76.5 9 1999 8601.51 1150 7922 90.4 90.4 84.7 85.4 77.4 10 2000 9619.80 1150 8784 100.0 100.0 86.2 95.2 79.1 11 2001 8444.32 1150 7781 88.8 88.9 86.4 83.8 79.6 12 2002 7785.26 1150 7213 82.3 83.0 86.1 77.3 79.4 13 2003 9625.95 1150 8653 98.8 98.8 87.1 95.6 80.6 14 2004 9018.13 1150 7877 89.7 89.8 87.3 89.3 81.2 15 2005 9217.83 1084 8004 91.4 91.4 87.5 97.1 82.2 16 2006 10297.95 1150 8760 100.0 100.0 88.3 102.2 83.4 17 2007 8596.75 1150 7437 84.9 84.9 88.1 85.3 83.5 18 2008 9658.71 1209 8262 94.1 94.1 88.4 94.8 84.1 19 2009 10640.87 1209 8760 100.0 100.0 89.0 100.5 85.0 20 2010 9676.72 1209 8074 92.2 92.2 89.2 91.4 85.3 21 2011 9667.76 1209 8056 92.0 92.0 89.4 91.3 85.6 22 2012 10438.08 1209 8537 97.2 97.2 89.7 98.3 86.2 23 2013 10028.69 1205 8211 93.7 93.7 89.9 95.0 86.6 24 2014 8976.75 1209 7401 84.5 84.5 89.7 84.8 86.5 25 2015 10706.90 1218 8760 100.0 100.0 90.1 100.4 87.1 26 2016 9821.67 1218 8061 91.8 91.8 90.2 91.8 87.3 27 2017 9795.19 1218 8053 91.9 91.9 90.2 91.8 87.4 28 2018 10733.89 1218 8760 100.0 100.0 90.6 100.6 87.9 29 2019 9472.80 1205 7895 90.1 90.0 90.6 89.7 88.0 30 2020 9781.85 1205 8131 92.6 92.3 90.6 92.4 88.1 31 2021 10487.56 1205 8760 100.0 100.0 90.9 99.4 88.5 | COMANCHE PEAK-1 | PWR | WH 4LP (DRYAMB) | Operational | 1150 | 1205 | 1259 | 3612 | 286.04 | Luminant Generation Company, LLC | Luminant Generation Company, LLC | 1974-12-19 | 1990-04-03 | 1990-04-24 | None | None | None | 1990-08-13 | 0.885 | 0.908 | 0.909 | 729
729 | UNITED STATES OF AMERICA | Year Electricity Supplied [GW.h] Reference Unit Power [MW] Annual Time On Line [h] Operation Factor [%] Energy Availability Factor [%] Load Factor [%] Year Electricity Supplied [GW.h] Reference Unit Power [MW] Annual Time On Line [h] Operation Factor [%] Annual Cumulative Annual Cumulative 0 1993 4131.71 1150 4600 89.7 89.7 89.7 82.8 82.8 1 1994 5263.15 1150 5697 65.0 65.1 72.3 52.2 61.2 2 1995 9166.58 1150 8382 95.7 95.7 82.0 91.0 73.5 3 1996 7370.37 1150 6911 78.7 78.7 81.0 73.0 73.4 4 1997 8062.05 1150 7554 86.2 86.2 82.2 80.0 74.9 5 1998 9345.30 1150 8741 99.8 99.8 85.4 92.8 78.2 6 1999 8756.02 1150 7901 90.2 90.2 86.2 86.9 79.5 7 2000 8868.05 1150 7927 90.2 90.2 86.7 87.8 80.6 8 2001 9877.95 1150 8731 99.7 99.7 88.3 98.0 82.7 9 2002 8793.82 1150 7888 90.0 90.1 88.5 87.3 83.2 10 2003 8123.39 1150 7307 83.4 83.8 88.0 80.6 83.0 11 2004 10038.85 1150 8784 100.0 100.0 89.1 99.4 84.4 12 2005 9225.37 1124 7979 91.1 91.1 89.2 93.7 85.1 13 2006 9598.20 1150 8260 94.3 94.3 89.6 95.3 85.9 14 2007 10249.00 1150 8760 100.0 100.0 90.3 101.7 87.0 15 2008 9575.91 1150 8241 93.8 93.8 90.6 94.8 87.5 16 2009 9500.60 1158 8155 93.1 93.2 90.7 93.7 87.9 17 2010 10531.75 1158 8760 100.0 100.0 91.2 103.8 88.8 18 2011 9751.59 1197 8099 92.4 92.7 91.3 93.0 89.0 19 2012 9588.68 1197 8027 91.4 91.4 91.3 91.2 89.2 20 2013 10588.12 1195 8721 99.5 99.6 91.8 101.1 89.8 21 2014 9784.63 1197 8063 92.0 92.0 91.8 93.3 89.9 22 2015 9393.65 1207 7789 88.9 89.0 91.6 88.8 89.9 23 2016 10682.62 1207 8784 100.0 100.0 92.0 100.8 90.4 24 2017 7262.76 1207 6152 70.2 70.2 91.1 68.7 89.4 25 2018 9820.04 1207 8141 92.9 93.0 91.2 92.9 89.6 26 2019 9965.35 1195 8305 94.8 94.8 91.3 95.2 89.8 27 2020 9698.10 1195 8182 93.2 93.2 91.4 92.4 89.9 28 2021 8351.29 1195 7453 85.1 85.1 91.2 79.8 89.5 | COMANCHE PEAK-2 | PWR | WH 4LP (DRYAMB) | Operational | 1150 | 1195 | 1250 | 3612 | 260.71 | Luminant Generation Company, LLC | Luminant Generation Company, LLC | 1974-12-19 | 1993-03-24 | 1993-04-09 | None | None | None | 1993-08-03 | 0.895 | 0.911 | 0.912 | 730
734 | UNITED STATES OF AMERICA | Year Electricity Supplied [GW.h] Reference Unit Power [MW] Annual Time On Line [h] Operation Factor [%] Energy Availability Factor [%] Load Factor [%] Year Electricity Supplied [GW.h] Reference Unit Power [MW] Annual Time On Line [h] Operation Factor [%] Annual Cumulative Annual Cumulative 0 1985 1696.12 1129 2025 40.7 41.3 41.3 31.2 31.2 1 1986 7396.00 1129 7760 88.6 89.1 79.5 74.8 66.0 2 1987 5355.66 1120 6005 68.6 68.7 74.7 54.3 60.8 3 1988 6303.67 1105 6393 72.8 72.9 74.2 64.5 62.0 4 1989 8945.52 1105 8737 99.7 99.7 80.1 92.4 69.0 5 1990 6951.66 1105 7059 80.6 80.3 80.1 71.8 69.6 6 1991 6318.07 1105 7148 81.6 81.4 80.3 65.3 68.9 7 1992 8986.36 1105 8723 99.3 99.3 82.9 92.6 72.1 8 1993 7366.86 1105 7104 81.1 80.8 82.7 76.1 72.6 9 1994 6801.55 1105 7136 81.5 81.2 82.5 70.3 72.4 10 1995 7706.54 1105 7228 82.5 82.3 82.5 79.6 73.1 11 1996 6871.06 1105 6588 75.0 74.7 81.8 70.8 72.9 12 1997 7161.73 1105 6737 76.9 76.8 81.4 74.0 73.0 13 1998 7804.60 1105 7145 81.6 81.5 81.4 80.6 73.5 14 1999 8908.49 1105 7944 90.7 90.6 82.1 92.0 74.8 15 2000 9291.86 1105 8284 94.3 94.2 82.8 95.7 76.2 16 2001 10389.90 1163 8760 100.0 100.0 83.9 104.1 78.0 17 2002 9827.85 1163 8256 94.2 94.1 84.6 96.5 79.1 18 2003 9858.83 1163 8248 94.2 94.0 85.1 96.8 80.1 19 2004 10381.33 1152 8784 100.0 100.0 85.9 102.2 81.3 20 2005 9589.71 1194 8135 92.8 92.9 86.3 91.7 81.8 21 2006 9317.03 1164 7914 90.3 90.4 86.5 91.4 82.3 22 2007 10024.16 1164 8482 96.8 96.8 86.9 98.3 83.0 23 2008 9733.36 1164 8266 94.1 94.1 87.3 95.2 83.6 24 2009 9609.39 1164 8169 93.2 93.3 87.5 94.2 84.0 25 2010 10337.29 1164 8760 100.0 100.0 88.0 101.4 84.7 26 2011 8978.80 1164 7759 88.6 88.6 88.0 88.1 84.9 27 2012 8925.08 1164 7984 90.9 90.9 88.2 87.3 85.0 28 2013 10283.27 1164 8760 100.0 100.0 88.6 100.8 85.5 29 2014 9879.89 1164 8328 95.1 95.1 88.8 96.9 85.9 30 2015 9456.59 1164 8158 93.1 93.1 89.0 92.7 86.2 31 2016 10356.72 1164 8784 100.0 100.0 89.3 101.3 86.6 32 2017 9593.03 1164 8098 92.4 92.4 89.4 94.1 86.9 33 2018 9868.77 1164 8385 95.7 95.7 89.6 96.8 87.2 34 2019 10459.12 1164 8760 100.0 100.0 89.9 102.6 87.6 35 2020 9853.74 1164 8339 94.9 95.0 90.1 96.4 87.9 36 2021 9739.71 1164 8315 94.9 94.9 90.2 95.5 88.1 | BYRON-1 | PWR | WH 4LP (DRYAMB) | Operational | 1120 | 1164 | 1242 | 3645 | 319.52 | Exelon Corporation | Exelon Generation Co., LLC | 1975-04-01 | 1985-02-02 | 1985-03-01 | None | None | None | 1985-09-16 | 0.881 | 0.901 | 0.902 | 735
735 | UNITED STATES OF AMERICA | Year Electricity Supplied [GW.h] Reference Unit Power [MW] Annual Time On Line [h] Operation Factor [%] Energy Availability Factor [%] Load Factor [%] Year Electricity Supplied [GW.h] Reference Unit Power [MW] Annual Time On Line [h] Operation Factor [%] Annual Cumulative Annual Cumulative 0 1987 3876.06 1129 5071 62.9 100.0 100.0 47.5 47.5 1 1988 6357.92 1105 8419 95.8 95.9 97.1 65.1 59.8 2 1989 6069.54 1105 6981 79.7 79.5 89.9 62.7 61.0 3 1990 6052.68 1105 6598 75.3 75.0 85.5 62.5 61.5 4 1991 8772.68 1105 8489 96.9 96.9 88.1 90.6 68.0 5 1992 7000.34 1105 7027 80.0 79.8 86.6 72.1 68.8 6 1993 7622.47 1105 7399 84.5 84.3 86.2 78.8 70.3 7 1994 9504.17 1105 8704 99.4 99.4 88.0 98.2 74.1 8 1995 8183.77 1105 7710 88.0 87.9 88.0 84.5 75.3 9 1996 7830.62 1105 7225 82.2 82.0 87.3 80.7 75.9 10 1997 9102.89 1105 8344 95.2 95.2 88.1 94.0 77.6 11 1998 8592.83 1105 7855 89.7 89.5 88.2 88.8 78.6 12 1999 9174.10 1105 8182 93.4 93.3 88.6 94.8 79.9 13 2000 10005.38 1105 8724 99.3 99.3 89.4 103.1 81.6 14 2001 9826.73 1131 8353 95.4 95.3 89.8 100.1 82.9 15 2002 9537.62 1131 8119 92.7 92.3 90.0 96.3 83.8 16 2003 10298.69 1131 8760 100.0 100.0 90.6 104.0 85.0 17 2004 9623.24 1125 8360 95.2 95.0 90.9 97.2 85.8 18 2005 9521.05 1162 8328 95.1 95.1 91.1 93.5 86.2 19 2006 10158.74 1136 8760 100.0 100.0 91.6 102.1 87.0 20 2007 8828.60 1136 7736 88.3 88.3 91.4 88.7 87.1 21 2008 9624.16 1136 8339 94.9 94.9 91.6 96.4 87.6 22 2009 10108.89 1136 8760 100.0 100.0 92.0 101.6 88.2 23 2010 9518.42 1136 8300 94.8 94.8 92.1 95.6 88.5 24 2011 9223.94 1136 8115 92.6 92.6 92.1 92.7 88.7 25 2012 9393.22 1136 8536 97.2 97.2 92.3 94.1 88.9 26 2013 9263.79 1136 8160 93.1 93.2 92.4 93.1 89.1 27 2014 9372.50 1136 8158 93.1 93.1 92.4 94.2 89.3 28 2015 10015.44 1136 8760 100.0 100.0 92.6 100.6 89.7 29 2016 9243.53 1136 8064 91.8 91.8 92.6 92.6 89.8 30 2017 9560.01 1136 8295 94.7 94.7 92.7 96.1 90.0 31 2018 10182.25 1136 8760 100.0 100.0 92.9 102.3 90.4 32 2019 9658.86 1136 8372 95.6 95.6 93.0 97.1 90.6 33 2020 9671.16 1136 8430 96.0 96.0 93.1 96.9 90.8 34 2021 10162.04 1136 8760 100.0 100.0 93.3 102.1 91.1 | BYRON-2 | PWR | WH 4LP (DRYAMB) | Operational | 1120 | 1136 | 1210 | 3645 | 308.96 | Exelon Corporation | Exelon Generation Co., LLC | 1975-04-01 | 1987-01-09 | 1987-02-06 | None | None | None | 1987-08-02 | 0.911 | 0.929 | 0.933 | 736
736 | UNITED STATES OF AMERICA | Year Electricity Supplied [GW.h] Reference Unit Power [MW] Annual Time On Line [h] Operation Factor [%] Energy Availability Factor [%] Load Factor [%] Year Electricity Supplied [GW.h] Reference Unit Power [MW] Annual Time On Line [h] Operation Factor [%] Annual Cumulative Annual Cumulative 0 1987 1456.65 1120 2611 NaN NaN NaN NaN NaN 1 1988 3424.22 1120 3409 91.3 91.6 91.6 81.8 81.8 2 1989 4649.10 1120 5435 62.0 62.2 70.9 47.4 57.6 3 1990 8264.58 1120 7778 88.8 89.1 78.4 84.2 68.6 4 1991 5018.62 1120 5198 59.3 59.4 72.9 51.2 63.5 5 1992 7157.93 1120 7142 81.3 81.4 74.8 72.8 65.6 6 1993 8693.12 1120 8048 91.9 92.1 78.0 88.6 69.8 7 1994 7398.15 1120 6940 79.2 79.8 78.3 75.4 70.7 8 1995 6614.28 1120 6214 70.9 71.8 77.4 67.4 70.3 9 1996 7618.88 1120 7021 79.9 80.5 77.8 77.4 71.1 10 1997 8096.33 1120 7339 83.8 84.0 78.4 82.5 72.3 11 1998 7578.79 1100 6976 79.6 79.9 78.6 77.4 72.8 12 1999 9904.81 1120 8680 99.1 99.1 80.4 101.0 75.3 13 2000 9311.32 1100 8335 94.9 95.0 81.5 96.1 76.9 14 2001 9557.87 1168 8247 94.1 94.0 82.5 97.7 78.5 15 2002 10612.24 1161 8760 100.0 100.0 83.7 104.1 80.3 16 2003 10094.77 1161 8353 95.4 95.3 84.5 99.3 81.6 17 2004 9807.19 1161 8310 94.6 94.5 85.1 96.2 82.5 18 2005 10276.96 1185 8630 98.5 98.5 85.9 99.0 83.5 19 2006 9945.95 1178 8352 95.3 95.4 86.5 96.4 84.2 20 2007 9526.68 1178 8119 92.7 92.7 86.8 92.3 84.6 21 2008 10462.94 1178 8784 100.0 100.0 87.5 101.1 85.5 22 2009 9826.25 1178 8259 94.3 94.3 87.8 95.2 86.0 23 2010 9196.69 1178 7806 89.1 89.1 87.9 89.1 86.1 24 2011 10411.70 1178 8760 100.0 100.0 88.4 100.9 86.8 25 2012 9388.44 1178 7969 90.7 90.7 88.5 90.7 86.9 26 2013 9754.57 1178 8238 94.0 94.0 88.7 94.5 87.2 27 2014 10599.62 1194 8760 100.0 100.0 89.2 101.3 87.8 28 2015 9994.36 1194 8298 94.7 94.7 89.4 95.6 88.1 29 2016 9622.74 1194 8058 91.7 91.7 89.5 91.8 88.2 30 2017 10579.19 1194 8737 99.7 99.7 89.8 101.1 88.7 31 2018 9803.97 1194 8208 93.7 93.8 90.0 93.7 88.8 32 2019 9986.33 1194 8360 95.4 95.4 90.1 95.5 89.1 33 2020 10604.45 1194 8783 100.0 100.0 90.4 101.1 89.4 34 2021 9853.70 1194 8264 94.3 94.3 90.6 94.2 89.6 | BRAIDWOOD-1 | PWR | WH 4LP (DRYAMB) | Operational | 1120 | 1194 | 1270 | 3645 | 302.83 | Exelon Corporation | Exelon Generation Co., LLC | 1975-08-01 | 1987-05-29 | 1987-07-12 | None | None | None | 1988-07-29 | 0.896 | 0.903 | 0.906 | 737
737 | UNITED STATES OF AMERICA | Year Electricity Supplied [GW.h] Reference Unit Power [MW] Annual Time On Line [h] Operation Factor [%] Energy Availability Factor [%] Load Factor [%] Year Electricity Supplied [GW.h] Reference Unit Power [MW] Annual Time On Line [h] Operation Factor [%] Annual Cumulative Annual Cumulative 0 1988 1350.94 1120 1476 87.3 87.4 87.4 72.7 72.7 1 1989 7142.04 1120 7581 86.5 86.9 87.0 72.8 72.8 2 1990 6353.59 1120 6849 78.2 78.8 83.2 64.8 69.1 3 1991 6545.52 1120 6626 75.6 75.7 80.8 66.7 68.3 4 1992 8751.14 1120 8346 95.0 95.1 84.3 89.0 73.3 5 1993 7362.34 1120 7098 81.0 81.5 83.7 75.0 73.6 6 1994 6636.15 1120 6454 73.7 74.1 82.2 67.6 72.7 7 1995 9533.04 1120 8583 98.0 98.1 84.4 97.2 76.1 8 1996 8011.80 1120 7349 83.7 84.1 84.4 81.4 76.7 9 1997 8234.75 1120 7563 86.3 86.5 84.6 83.9 77.5 10 1998 9694.64 1100 8552 97.6 97.7 85.9 99.0 79.6 11 1999 9030.88 1120 8070 92.1 92.4 86.4 92.0 80.7 12 2000 9510.95 1100 8303 94.5 94.6 87.1 98.1 82.2 13 2001 9647.86 1122 8481 96.8 96.7 87.8 99.0 83.4 14 2002 9449.48 1154 8099 92.4 92.5 88.2 94.3 84.2 15 2003 9932.17 1154 8337 95.2 95.1 88.6 98.2 85.2 16 2004 10200.98 1129 8757 99.7 99.7 89.3 102.7 86.2 17 2005 9519.42 1177 8244 94.1 94.1 89.6 92.3 86.6 18 2006 9624.59 1152 8335 95.2 95.2 89.9 95.4 87.1 19 2007 10131.17 1152 8706 99.4 99.4 90.4 100.4 87.8 20 2008 9323.22 1152 8106 92.3 92.3 90.5 92.1 88.0 21 2009 9401.72 1152 8121 92.7 92.7 90.6 93.2 88.3 22 2010 10003.25 1152 8599 98.2 98.2 91.0 99.1 88.8 23 2011 9364.17 1152 8177 93.3 93.4 91.1 92.8 89.0 24 2012 9417.92 1152 8188 93.2 93.2 91.2 93.1 89.1 25 2013 9905.03 1152 8580 97.9 98.0 91.4 98.1 89.5 26 2014 9670.45 1160 8276 94.5 94.5 91.6 95.2 89.7 27 2015 9715.53 1160 8312 94.9 94.9 91.7 95.6 89.9 28 2016 10226.53 1160 8784 100.0 100.0 92.0 100.4 90.3 29 2017 9406.23 1160 8117 92.7 92.7 92.0 92.6 90.4 30 2018 9479.35 1160 8175 93.3 93.4 92.1 93.3 90.5 31 2019 10264.81 1160 8760 100.0 100.0 92.3 101.0 90.8 32 2020 9767.22 1160 8394 95.6 95.6 92.4 95.9 91.0 33 2021 9398.28 1160 8319 95.0 95.0 92.5 92.5 91.0 | BRAIDWOOD-2 | PWR | WH 4LP (DRYAMB) | Operational | 1120 | 1160 | 1230 | 3645 | 301.96 | Exelon Corporation | Exelon Generation Co., LLC | 1975-08-01 | 1988-03-08 | 1988-05-25 | None | None | None | 1988-10-17 | 0.91 | 0.924 | 0.925 | 738
738 | UNITED STATES OF AMERICA | Year Electricity Supplied [GW.h] Reference Unit Power [MW] Annual Time On Line [h] Operation Factor [%] Energy Availability Factor [%] Load Factor [%] Year Electricity Supplied [GW.h] Reference Unit Power [MW] Annual Time On Line [h] Operation Factor [%] Annual Cumulative Annual Cumulative 0 1985 22.56 936 180 NaN NaN NaN NaN NaN 1 1986 2995.44 936 4221 51.7 51.9 51.9 47.1 47.1 2 1987 4964.44 936 5836 66.6 66.6 61.7 60.6 56.0 3 1988 7248.98 936 8149 92.8 92.8 74.2 88.2 68.9 4 1989 4785.01 936 5853 66.8 66.9 72.1 58.4 65.9 5 1990 5592.55 936 6642 75.8 75.8 72.9 68.2 66.4 6 1991 6687.20 936 7507 85.7 85.7 75.2 81.6 69.2 7 1992 2762.68 936 3210 36.5 36.5 69.3 33.6 63.7 8 1993 5257.87 936 6076 69.4 69.4 69.3 64.1 63.7 9 1994 4886.23 936 5455 62.3 62.3 68.5 59.6 63.2 10 1995 7930.81 936 8704 99.4 99.4 71.7 96.7 66.8 11 1996 6860.33 936 7391 84.1 84.2 72.9 83.4 68.4 12 1997 6822.66 936 7427 84.8 84.8 74.0 83.2 69.6 13 1998 7833.50 936 8404 95.9 95.9 75.7 95.5 71.7 14 1999 5704.78 936 6476 73.9 74.0 75.6 69.6 71.6 15 2000 7352.74 936 7795 88.7 88.8 76.5 89.4 72.8 16 2001 7811.78 936 8120 92.7 92.4 77.5 95.3 74.2 17 2002 8472.43 966 8579 97.9 97.9 78.8 100.1 75.9 18 2003 7653.23 966 8050 91.9 91.8 79.6 90.4 76.7 19 2004 7427.37 966 7758 88.3 88.2 80.0 87.5 77.3 20 2005 7822.48 978 8162 93.2 93.2 80.7 91.3 78.1 21 2006 7478.26 966 7921 90.4 90.4 81.2 88.4 78.6 22 2007 7184.57 970 7916 90.4 90.5 81.7 84.6 78.9 23 2008 6366.63 970 6771 77.1 77.1 81.4 74.7 78.7 24 2009 7833.37 978 8085 92.3 92.4 81.9 91.4 79.2 25 2010 8363.16 974 8642 98.6 98.7 82.6 98.0 80.0 26 2011 7696.44 967 7988 91.2 91.2 83.0 90.9 80.4 27 2012 7819.86 967 8172 93.0 93.1 83.4 92.1 80.9 28 2013 7599.84 967 7898 90.2 90.2 83.6 89.7 81.2 29 2014 8197.47 967 8525 97.3 97.3 84.1 96.8 81.8 30 2015 6934.81 967 7556 86.3 86.2 84.2 81.9 81.8 31 2016 7108.86 967 7501 85.4 85.4 84.2 83.7 81.8 32 2017 7047.56 967 7586 86.6 86.6 84.3 83.2 81.9 33 2018 7045.93 967 7650 87.3 87.3 84.4 83.2 81.9 34 2019 6574.77 967 7448 85.0 85.0 84.4 77.6 81.8 35 2020 7988.37 967 8467 96.4 96.4 84.8 94.0 82.2 36 2021 7381.59 967 7933 90.6 90.6 84.9 87.1 82.3 | RIVER BEND-1 | BWR | BWR-6 (Mark 3) | Operational | 966 | 967 | 1016 | 3091 | 245.63 | None | Entergy Nuclear Operations, Inc. | 1977-03-25 | 1985-10-31 | 1985-12-03 | None | None | None | 1986-06-16 | 0.823 | 0.848 | 0.849 | 739
741 | UNITED STATES OF AMERICA | Year Electricity Supplied [GW.h] Reference Unit Power [MW] Annual Time On Line [h] Operation Factor [%] Energy Availability Factor [%] Load Factor [%] Year Electricity Supplied [GW.h] Reference Unit Power [MW] Annual Time On Line [h] Operation Factor [%] Annual Cumulative Annual Cumulative 0 1987 1628.83 933 3264 100.0 100.0 100.0 81.0 81.0 1 1988 5860.74 930 7244 82.5 82.5 83.9 71.7 72.5 2 1989 2861.90 946 3947 45.1 45.1 65.3 35.1 54.5 3 1990 3596.62 930 4604 52.6 52.6 61.2 44.2 51.2 4 1991 6048.01 930 6927 79.1 79.1 65.6 74.2 56.8 5 1992 4935.26 930 5824 66.3 66.3 65.7 60.4 57.5 6 1993 5879.18 930 6750 77.0 77.0 67.6 72.2 59.9 7 1994 7410.34 930 8217 93.8 93.8 71.3 91.0 64.3 8 1995 6109.18 930 7140 81.5 81.6 72.6 75.0 65.6 9 1996 5312.93 930 5833 66.4 66.5 71.9 65.0 65.6 10 1997 0.00 930 0 0.0 0.0 64.8 0.0 59.1 11 1998 0.00 930 0 0.0 0.0 58.9 0.0 53.7 12 1999 4704.21 930 5270 60.2 60.2 59.0 57.7 54.1 13 2000 6888.84 930 7542 85.9 85.9 61.1 84.3 56.4 14 2001 7877.25 930 8565 97.8 97.8 63.7 96.7 59.2 15 2002 7657.46 1022 7805 89.1 89.8 65.5 88.8 61.3 16 2003 8700.78 1022 8634 98.6 98.6 67.8 97.2 63.7 17 2004 8000.42 1022 7911 90.1 90.0 69.2 89.1 65.4 18 2005 8688.67 1026 8497 97.0 97.0 70.8 96.7 67.2 19 2006 8233.30 1052 7974 91.0 91.1 72.0 89.3 68.5 20 2007 9250.44 1043 8714 99.5 99.5 73.5 101.2 70.3 21 2008 8546.55 1043 8160 92.9 92.9 74.5 93.3 71.5 22 2009 8887.91 1043 8390 95.8 95.8 75.5 97.3 72.7 23 2010 8612.00 1065 8089 92.3 92.5 76.3 92.3 73.6 24 2011 8671.47 1065 8184 93.4 93.4 77.1 93.0 74.5 25 2012 9373.73 1065 8784 100.0 100.0 78.1 100.2 75.6 26 2013 8323.86 1065 7861 89.7 89.7 78.6 89.2 76.2 27 2014 9098.05 1065 8615 98.3 98.3 79.4 97.5 77.1 28 2015 8084.74 1065 8167 93.2 93.2 79.9 86.7 77.4 29 2016 8915.50 1065 8520 97.0 97.0 80.5 95.3 78.1 30 2017 8357.89 1062 7934 90.6 90.6 80.9 89.8 78.5 31 2018 8398.48 1062 8027 91.6 92.0 81.3 90.3 78.9 32 2019 8388.43 1062 7899 90.2 90.2 81.6 90.2 79.3 33 2020 9462.48 1062 8783 100.0 100.0 82.2 101.4 80.0 34 2021 8286.14 1062 7998 91.3 91.3 82.4 89.1 80.3 | CLINTON-1 | BWR | BWR-6 (Mark 3) | Operational | 950 | 1062 | 1098 | 3473 | 240.05 | Exelon Corporation | Exelon Generation Co., LLC | 1975-10-01 | 1987-02-27 | 1987-04-24 | None | None | None | 1987-11-24 | 0.803 | 0.815 | 0.824 | 742
750 | UNITED STATES OF AMERICA | Year Electricity Supplied [GW.h] Reference Unit Power [MW] Annual Time On Line [h] Operation Factor [%] Energy Availability Factor [%] Load Factor [%] Year Electricity Supplied [GW.h] Reference Unit Power [MW] Annual Time On Line [h] Operation Factor [%] Annual Cumulative Annual Cumulative 0 1985 3814.03 1128 4350 96.2 100.0 100.0 90.6 90.6 1 1986 6966.06 1128 6416 73.2 73.0 79.7 70.5 75.5 2 1987 6504.14 1128 6009 68.6 68.6 74.9 65.8 71.3 3 1988 6676.39 1128 5963 67.9 66.8 72.5 67.4 70.1 4 1989 9709.26 1135 8618 98.4 98.4 78.5 97.6 76.5 5 1990 7889.14 1135 7036 80.3 79.8 78.7 79.4 77.0 6 1991 5891.38 1135 6288 71.8 71.0 77.5 59.2 74.2 7 1992 8490.66 1131 7538 85.8 85.4 78.6 85.5 75.8 8 1993 7908.61 1134 7000 79.9 79.3 78.7 79.7 76.2 9 1994 8545.97 1160 7500 85.6 85.4 79.4 84.9 77.2 10 1995 10062.18 1167 8625 98.5 98.5 81.3 98.7 79.3 11 1996 8233.68 1163 7078 80.6 80.6 81.2 80.4 79.4 12 1997 8447.47 1163 7255 82.8 82.8 81.4 82.9 79.7 13 1998 10400.72 1163 8760 100.0 100.0 82.8 102.1 81.4 14 1999 9156.62 1163 7847 89.6 89.6 83.3 89.9 82.0 15 2000 9071.40 1170 7795 88.7 88.8 83.6 88.3 82.4 16 2001 10346.66 1170 8731 99.7 99.7 84.6 101.0 83.6 17 2002 9041.70 1165 7695 87.8 87.8 84.8 88.4 83.9 18 2003 8902.46 1167 7594 86.7 86.7 84.9 87.2 84.1 19 2004 10132.74 1166 8650 98.5 98.5 85.6 98.9 84.8 20 2005 8820.95 1165 7528 85.9 86.0 85.6 86.4 84.9 21 2006 9350.27 1166 7935 90.6 90.6 85.9 91.5 85.2 22 2007 10369.14 1166 8760 100.0 100.0 86.5 101.5 86.0 23 2008 8505.89 1166 7271 82.8 82.8 86.4 83.0 85.8 24 2009 8768.55 1160 7541 86.1 86.0 86.4 86.3 85.9 25 2010 9555.71 1160 8163 93.2 93.2 86.6 94.0 86.2 26 2011 7350.65 1195 6333 72.3 72.8 86.1 71.1 85.6 27 2012 8295.93 1195 7014 79.8 79.9 85.8 79.0 85.4 28 2013 7175.89 1195 6210 70.9 70.9 85.3 68.5 84.7 29 2014 8569.17 1195 7161 81.8 81.7 85.2 81.9 84.6 30 2015 8653.66 1200 7194 82.1 82.2 85.1 82.3 84.6 31 2016 8251.51 1200 6867 78.2 78.2 84.8 78.3 84.4 32 2017 10648.17 1200 8760 100.0 100.0 85.3 101.3 84.9 33 2018 9176.04 1200 7597 86.7 87.1 85.4 87.3 85.0 34 2019 9255.42 1200 7643 87.2 87.2 85.4 88.0 85.1 35 2020 10582.48 1200 8743 99.5 99.6 85.8 100.4 85.5 36 2021 8594.06 1200 7274 83.0 83.0 85.8 81.8 85.4 | WOLF CREEK | PWR | WH 4LP (DRYAMB) | Operational | 1170 | 1200 | 1285 | 3565 | 317.06 | Kansas City Power & Light Co. | WOLF CREEK NUCLEAR OPERATING CORP. | 1977-05-31 | 1985-05-22 | 1985-06-12 | None | None | None | 1985-09-03 | 0.854 | 0.858 | 0.858 | 751
751 | UNITED STATES OF AMERICA | Year Electricity Supplied [GW.h] Reference Unit Power [MW] Annual Time On Line [h] Operation Factor [%] Energy Availability Factor [%] Load Factor [%] Year Electricity Supplied [GW.h] Reference Unit Power [MW] Annual Time On Line [h] Operation Factor [%] Annual Cumulative Annual Cumulative 0 1984 577.21 1185 863 NaN NaN NaN NaN NaN 1 1985 8045.76 1120 7882 90.0 90.0 90.0 82.0 82.0 2 1986 7199.11 1120 7121 81.3 81.6 85.8 73.4 77.7 3 1987 6321.78 1120 6141 70.1 70.0 80.5 64.4 73.3 4 1988 8144.18 1120 7413 84.4 92.5 83.5 82.8 75.6 5 1989 8350.92 1118 7368 84.1 84.0 83.6 85.3 77.6 6 1990 8005.06 1125 7167 81.8 81.8 83.3 81.2 78.2 7 1991 9979.37 1125 8726 99.6 99.6 85.7 101.3 81.5 8 1992 8094.55 1125 7204 82.0 82.0 85.2 81.9 81.5 9 1993 8389.95 1120 7498 85.6 85.5 85.2 85.5 82.0 10 1994 10006.49 1115 8726 99.6 99.6 86.7 102.4 84.0 11 1995 8252.83 1125 7356 84.0 84.0 86.4 83.7 84.0 12 1996 8890.38 1125 7864 89.5 89.6 86.7 90.0 84.5 13 1997 8954.60 1125 8760 100.0 100.0 87.7 90.9 85.0 14 1998 8516.77 1125 7913 90.3 90.4 87.9 86.4 85.1 15 1999 8596.43 1125 7707 88.0 87.8 87.9 87.2 85.2 16 2000 9991.84 1125 8762 99.8 99.8 88.6 101.1 86.2 17 2001 8384.12 1125 7500 85.6 85.4 88.4 85.1 86.2 18 2002 8386.58 1125 7484 85.4 85.2 88.3 85.1 86.1 19 2003 9699.74 1125 8397 95.9 95.8 88.7 98.4 86.8 20 2004 7842.38 1125 6856 78.0 77.9 88.1 79.4 86.4 21 2005 8021.18 1137 6966 79.5 79.6 87.7 80.5 86.1 22 2006 10098.88 1190 8324 95.0 95.0 88.1 96.9 86.6 23 2007 9371.96 1190 7742 88.4 88.4 88.1 89.9 86.8 24 2008 9378.23 1190 7834 89.2 89.2 88.1 89.7 86.9 25 2009 10247.12 1190 8408 96.0 96.0 88.5 98.3 87.4 26 2010 9011.04 1190 7412 84.6 84.6 88.3 86.4 87.3 27 2011 9387.87 1215 7771 88.7 88.7 88.3 89.9 87.4 28 2012 10718.32 1215 8784 100.0 100.0 88.8 100.4 87.9 29 2013 8408.87 1215 7008 80.0 80.0 88.4 79.0 87.6 30 2014 9297.34 1215 7649 87.3 87.3 88.4 87.4 87.6 31 2015 10443.55 1215 8648 98.7 98.7 88.8 98.1 88.0 32 2016 9445.58 1215 7859 89.5 89.5 88.8 88.5 88.0 33 2017 8338.45 1215 6995 79.8 79.8 88.5 78.3 87.7 34 2018 10657.75 1215 8760 100.0 100.0 88.8 100.1 88.0 35 2019 9227.76 1215 7603 86.8 86.8 88.8 86.7 88.0 36 2020 7742.12 1215 6477 73.7 74.9 88.4 72.5 87.6 37 2021 4265.82 1215 3584 40.9 40.9 87.0 40.1 86.2 | CALLAWAY-1 | PWR | WH 4LP (DRYAMB) | Operational | 1171 | 1215 | 1275 | 3565 | 325.16 | AMEREN UE, Union Electric Company | AMEREN UE, Union Electric Company | 1975-09-01 | 1984-10-02 | 1984-10-24 | None | None | None | 1984-12-19 | 0.862 | 0.868 | 0.87 | 752
763 | UNITED STATES OF AMERICA | Year Electricity Supplied [GW.h] Reference Unit Power [MW] Annual Time On Line [h] Operation Factor [%] Energy Availability Factor [%] Load Factor [%] Year Electricity Supplied [GW.h] Reference Unit Power [MW] Annual Time On Line [h] Operation Factor [%] Annual Cumulative Annual Cumulative 0 1988 2791.49 1250 2404 79.6 80.0 80.0 74.9 74.9 1 1989 6307.67 1250 5524 63.1 63.1 67.3 57.6 61.9 2 1990 6072.87 1251 5198 59.3 59.4 63.9 55.4 59.1 3 1991 7239.78 1251 6069 69.3 69.3 65.5 66.1 61.2 4 1992 7265.14 1251 6033 68.7 68.7 66.3 66.1 62.4 5 1993 666.03 1251 676 7.7 7.7 55.3 6.1 51.8 6 1994 8251.41 1251 6842 78.1 78.2 58.9 75.3 55.5 7 1995 9301.77 1251 7570 86.4 86.5 62.7 84.9 59.5 8 1996 10226.80 1251 8213 93.5 93.5 66.4 93.1 63.6 9 1997 9873.23 1251 8019 91.5 91.6 69.1 90.1 66.4 10 1998 10859.94 1250 8739 99.8 99.8 72.0 99.1 69.6 11 1999 9645.37 1250 7857 89.7 89.7 73.6 88.1 71.2 12 2000 8591.90 1250 6905 78.6 78.6 74.0 78.2 71.8 13 2001 10338.16 1250 8240 94.1 94.1 75.5 94.4 73.5 14 2002 10867.94 1250 8573 97.9 97.8 77.1 99.0 75.2 15 2003 6858.78 1250 5433 62.0 62.3 76.1 62.6 74.4 16 2004 11103.58 1250 8712 99.2 99.2 77.5 101.1 76.1 17 2005 9901.85 1280 7845 89.5 89.6 78.2 88.3 76.8 18 2006 10144.55 1280 7942 90.7 90.7 78.9 90.5 77.5 19 2007 11804.80 1280 8760 100.0 100.0 80.0 105.3 79.0 20 2008 10800.56 1280 8108 92.3 92.3 80.6 96.1 79.9 21 2009 10052.23 1280 7582 86.6 86.6 80.9 89.6 80.3 22 2010 11304.11 1280 8588 98.0 98.0 81.7 100.8 81.3 23 2011 10616.20 1280 7909 90.3 90.5 82.1 94.7 81.8 24 2012 10520.66 1280 7891 89.8 89.8 82.4 93.6 82.3 25 2013 11019.47 1280 8247 94.1 94.1 82.9 98.3 83.0 26 2014 9075.07 1280 6894 78.7 78.7 82.7 80.9 82.9 27 2015 9331.90 1280 7140 81.5 81.5 82.7 83.2 82.9 28 2016 11288.14 1280 8599 97.9 97.9 83.2 100.4 83.5 29 2017 10109.92 1280 7715 88.1 88.1 83.4 90.2 83.8 30 2018 10306.36 1280 7881 90.0 90.2 83.6 91.9 84.0 31 2019 11515.33 1280 8760 100.0 100.0 84.2 102.7 84.6 32 2020 10409.82 1280 7965 90.7 90.7 84.4 92.6 84.9 33 2021 10097.71 1280 7915 90.4 90.4 84.5 90.1 85.0 | SOUTH TEXAS-1 | PWR | WH 4LP (DRYAMB) | Operational | 1250 | 1280 | 1354 | 3853 | 314.55 | NRG Energy, Inc. | STP Nuclear Operating Co. | 1975-12-22 | 1988-03-08 | 1988-03-30 | None | None | None | 1988-08-25 | 0.85 | 0.844 | 0.845 | 764
764 | UNITED STATES OF AMERICA | Year Electricity Supplied [GW.h] Reference Unit Power [MW] Annual Time On Line [h] Operation Factor [%] Energy Availability Factor [%] Load Factor [%] Year Electricity Supplied [GW.h] Reference Unit Power [MW] Annual Time On Line [h] Operation Factor [%] Annual Cumulative Annual Cumulative 0 1989 3026.67 1250 2845 57.9 57.9 57.9 48.3 48.3 1 1990 6452.17 1251 5494 62.7 62.8 61.1 58.9 55.3 2 1991 7267.99 1251 6134 70.0 70.0 64.7 66.3 59.7 3 1992 10340.97 1251 8548 97.3 97.3 74.0 94.1 69.6 4 1993 690.30 1251 702 8.0 8.0 59.4 6.3 55.5 5 1994 5990.98 1251 5098 58.2 58.2 59.2 54.7 55.4 6 1995 9923.09 1251 7985 91.2 91.2 64.1 90.6 60.8 7 1996 10457.93 1251 8373 95.3 95.3 68.3 95.2 65.4 8 1997 9972.90 1251 8093 92.4 92.4 71.1 91.0 68.4 9 1998 9983.91 1250 8096 92.4 92.5 73.4 91.1 70.8 10 1999 9799.26 1250 8034 91.7 91.7 75.1 89.5 72.6 11 2000 10557.22 1250 8449 96.2 96.2 76.9 96.2 74.6 12 2001 9537.56 1250 7751 88.5 88.5 77.9 87.1 75.6 13 2002 8219.85 1250 6663 76.1 75.9 77.7 75.1 75.6 14 2003 8920.21 1250 7112 81.2 81.1 78.0 81.5 76.0 15 2004 10304.10 1250 8121 92.4 92.3 78.9 93.8 77.1 16 2005 9937.18 1280 7866 89.8 89.8 79.6 88.6 77.8 17 2006 11225.96 1280 8760 100.0 100.0 80.7 100.1 79.1 18 2007 10373.70 1280 7943 90.7 90.7 81.3 92.5 79.9 19 2008 10739.07 1280 8047 91.6 91.6 81.8 95.5 80.7 20 2009 11303.91 1280 8498 97.0 97.0 82.6 100.8 81.7 21 2010 9822.67 1280 7371 84.1 84.2 82.7 87.6 82.0 22 2011 9823.15 1280 7408 84.6 84.6 82.7 87.6 82.2 23 2012 8122.51 1280 6073 69.1 69.2 82.2 72.2 81.8 24 2013 7046.84 1280 5338 60.9 61.0 81.3 62.8 81.0 25 2014 11628.69 1280 8760 100.0 100.0 82.0 103.7 81.9 26 2015 10154.98 1280 7767 88.7 88.7 82.3 90.6 82.2 27 2016 10452.92 1280 8024 91.4 91.4 82.6 93.0 82.6 28 2017 11502.22 1280 8760 100.0 100.0 83.2 102.6 83.3 29 2018 10434.48 1280 7964 90.9 91.1 83.5 93.1 83.7 30 2019 10518.90 1280 8007 91.4 91.4 83.8 93.8 84.0 31 2020 11548.94 1280 8783 100.0 100.0 84.3 102.7 84.6 32 2021 10458.96 1280 8028 91.6 91.6 84.5 93.3 84.9 | SOUTH TEXAS-2 | PWR | WH 4LP (DRYAMB) | Operational | 1250 | 1280 | 1354 | 3853 | 306.50 | NRG Energy, Inc. | STP Nuclear Operating Co. | 1975-12-22 | 1989-03-12 | 1989-04-11 | None | None | None | 1989-06-19 | 0.849 | 0.844 | 0.845 | 765
788 | UNITED STATES OF AMERICA | Year Electricity Supplied [GW.h] Reference Unit Power [MW] Annual Time On Line [h] Operation Factor [%] Energy Availability Factor [%] Load Factor [%] Year Electricity Supplied [GW.h] Reference Unit Power [MW] Annual Time On Line [h] Operation Factor [%] Annual Cumulative Annual Cumulative 0 1985 1127.65 1270 2019 NaN NaN NaN NaN NaN 1 1986 6264.75 1221 5349 64.5 63.3 63.3 62.2 62.2 2 1987 5268.27 1221 4500 51.4 50.9 56.7 49.3 55.3 3 1988 6668.69 1221 5585 63.6 62.8 58.8 62.2 57.7 4 1989 1796.57 1221 1522 17.4 14.1 47.3 16.8 47.2 5 1990 4719.46 1221 3925 44.8 42.6 46.3 44.1 46.5 6 1991 9312.14 1221 7567 86.4 85.8 53.0 87.1 53.4 7 1992 7118.80 1221 6010 68.4 67.2 55.1 66.4 55.3 8 1993 7514.76 1221 6665 76.1 76.1 57.8 70.3 57.2 9 1994 9772.54 1221 8656 98.8 98.8 62.4 91.4 61.0 10 1995 8526.82 1227 7244 82.7 82.1 64.4 79.5 62.9 11 1996 8713.00 1227 7246 82.5 82.0 66.0 80.8 64.6 12 1997 10737.71 1243 8658 98.8 98.8 68.8 98.5 67.5 13 1998 9575.01 1243 7819 89.3 89.0 70.4 87.9 69.1 14 1999 9653.94 1243 7774 88.7 88.8 71.7 88.7 70.5 15 2000 10966.60 1243 8770 99.8 99.8 73.7 100.4 72.6 16 2001 9559.58 1243 7712 88.0 88.0 74.6 87.8 73.5 17 2002 9705.03 1243 7890 90.1 90.1 75.5 89.1 74.5 18 2003 10587.11 1243 8604 98.2 98.2 76.8 97.2 75.8 19 2004 9235.80 1243 7669 87.3 87.3 77.4 84.6 76.2 20 2005 7212.30 1243 6194 70.7 70.7 77.0 66.2 75.7 21 2006 4868.23 1314 5292 60.4 60.4 76.2 42.3 74.0 22 2007 8844.90 1311 6834 78.0 78.0 76.3 77.0 74.2 23 2008 9953.15 1311 7616 86.7 86.7 76.8 86.4 74.7 24 2009 11589.72 1311 8707 99.4 99.4 77.8 100.9 75.9 25 2010 9307.97 1311 7217 82.4 82.4 77.9 81.0 76.1 26 2011 9525.07 1311 7400 84.5 84.5 78.2 82.9 76.4 27 2012 11482.17 1311 8784 100.0 100.0 79.1 99.7 77.3 28 2013 10481.92 1311 8044 91.8 91.8 79.5 91.3 77.8 29 2014 10350.31 1311 7943 90.7 90.7 79.9 90.1 78.3 30 2015 11600.88 1311 8760 100.0 100.0 80.6 101.0 79.0 31 2016 10068.74 1311 7763 88.4 88.4 80.9 87.4 79.3 32 2017 10477.95 1311 8012 91.5 91.5 81.2 91.2 79.7 33 2018 11220.88 1311 8655 98.8 98.8 81.8 97.7 80.3 34 2019 10515.17 1311 7956 90.8 90.8 82.1 91.6 80.6 35 2020 9818.48 1311 7460 84.9 84.9 82.2 85.3 80.8 36 2021 11482.05 1311 8760 100.0 100.0 82.7 100.0 81.3 | PALO VERDE-1 | PWR | CE80 2LP (DRYAMB) | Operational | 1221 | 1311 | 1414 | 3990 | 324.29 | ARIZONA PUBLIC SERVICE CO. | ARIZONA PUBLIC SERVICE CO. | 1976-05-25 | 1985-05-25 | 1985-06-10 | None | None | None | 1986-01-28 | 0.813 | 0.827 | 0.827 | 789
789 | UNITED STATES OF AMERICA | Year Electricity Supplied [GW.h] Reference Unit Power [MW] Annual Time On Line [h] ... Energy Availability Factor [%] Load Factor [%] Year Electricity Supplied [GW.h] Reference Unit Power [MW] Annual Time On Line [h] ... Annual Cumulative Annual Cumulative 0 1986 Data Not Provided Data Not Provided Data Not Provided ... Data Not Provided Data Not Provided Data Not Provided Data Not Provided 1 1987 8190.040 1221 6860 ... 77.6 77.6 76.6 76.6 2 1988 6747.170 1221 5613 ... 62.6 70.1 62.9 69.7 3 1989 4698.760 1221 4003 ... 44.3 61.5 43.9 61.1 4 1990 6242.220 1221 5276 ... 58.6 60.8 58.4 60.4 5 1991 8265.190 1221 6690 ... 76.3 63.9 77.3 63.8 6 1992 10104.510 1221 8341 ... 94.8 69.0 94.2 68.9 7 1993 5125.310 1221 4621 ... 50.9 66.5 47.9 65.9 8 1994 6573.860 1221 5919 ... 66.8 66.5 61.5 65.3 9 1995 9070.860 1227 7420 ... 84.2 68.5 84.6 67.5 10 1996 9346.140 1227 7548 ... 85.5 70.2 86.7 69.4 11 1997 9322.670 1243 7661 ... 87.2 71.8 85.5 70.9 12 1998 11084.830 1243 8760 ... 100.0 74.1 101.8 73.5 13 1999 9797.350 1243 7857 ... 89.7 75.4 90.0 74.8 14 2000 9525.260 1243 7743 ... 88.2 76.3 87.2 75.7 15 2001 10083.520 1243 8002 ... 91.4 77.3 92.6 76.8 16 2002 10019.170 1243 7981 ... 91.1 78.2 92.0 77.8 17 2003 8444.410 1243 6809 ... 77.7 78.1 77.6 77.8 18 2004 10662.060 1335 8138 ... 92.6 79.0 92.0 78.6 19 2005 9427.240 1335 7284 ... 83.2 79.2 80.6 78.7 20 2006 9808.170 1314 7535 ... 86.0 79.6 85.2 79.1 21 2007 10957.600 1314 8384 ... 95.7 80.4 95.2 79.9 22 2008 8624.080 1314 6577 ... 74.9 80.1 74.7 79.6 23 2009 9521.550 1314 7254 ... 82.8 80.3 82.7 79.8 24 2010 11652.970 1314 8760 ... 100.0 81.1 101.2 80.7 25 2011 10421.320 1314 7921 ... 90.4 81.5 90.5 81.1 26 2012 10358.070 1314 7957 ... 90.6 81.9 89.7 81.5 27 2013 11235.030 1314 8488 ... 96.9 82.4 97.6 82.1 28 2014 10394.100 1314 7904 ... 90.2 82.7 90.3 82.4 29 2015 10410.840 1314 7883 ... 90.0 83.0 90.4 82.7 30 2016 11696.950 1314 8784 ... 100.0 83.6 101.3 83.3 31 2017 10588.600 1314 8011 ... 91.4 83.8 92.0 83.6 32 2018 9458.030 1314 7216 ... 82.4 83.8 82.2 83.6 33 2019 11434.510 1314 8670 ... 99.0 84.3 99.3 84.1 34 2020 10466.370 1314 7929 ... 90.3 84.5 90.7 84.3 35 2021 9697.050 1314 7802 ... 89.1 84.6 84.2 84.3 [36 rows x 9 columns] | PALO VERDE-2 | PWR | CE80 2LP (DRYAMB) | Operational | 1304 | 1314 | 1414 | 3990 | 332.19 | ARIZONA PUBLIC SERVICE CO. | ARIZONA PUBLIC SERVICE CO. | 1976-06-01 | 1986-04-18 | 1986-05-20 | None | None | None | 1986-09-19 | 0.843 | 0.846 | 0.846 | 790
790 | UNITED STATES OF AMERICA | Year Electricity Supplied [GW.h] ... Load Factor [%] Year Electricity Supplied [GW.h] ... Annual Cumulative 0 1987 Data from a trial operation not provided ... Data from a trial operation not provided Data from a trial operation not provided 1 1988 10035.480 ... 95.4 95.4 2 1989 1327.990 ... 12.4 53.6 3 1990 9636.010 ... 90.1 65.8 4 1991 7518.450 ... 70.3 66.9 5 1992 8386.200 ... 78.2 69.2 6 1993 9393.900 ... 87.8 72.3 7 1994 6824.490 ... 63.8 71.1 8 1995 9386.830 ... 87.4 73.1 9 1996 10789.600 ... 99.9 76.1 10 1997 9456.060 ... 86.5 77.2 11 1998 9600.910 ... 87.9 78.2 12 1999 10956.480 ... 100.3 80.1 13 2000 9888.710 ... 90.3 80.9 14 2001 9170.390 ... 84.0 81.1 15 2002 11137.710 ... 102.0 82.5 16 2003 9554.710 ... 87.5 82.8 17 2004 8223.320 ... 75.1 82.4 18 2005 9163.970 ... 83.9 82.4 19 2006 9335.830 ... 85.5 82.6 20 2007 6993.690 ... 64.0 81.7 21 2008 10673.280 ... 92.3 82.2 22 2009 9562.610 ... 82.9 82.2 23 2010 10238.990 ... 88.8 82.5 24 2011 11331.500 ... 98.6 83.2 25 2012 10093.670 ... 87.6 83.4 26 2013 9714.130 ... 84.5 83.5 27 2014 11579.130 ... 100.8 84.1 28 2015 10502.980 ... 91.4 84.4 29 2016 10477.430 ... 90.9 84.6 30 2017 11273.580 ... 98.1 85.1 31 2018 10427.450 ... 90.7 85.3 32 2019 9969.690 ... 86.7 85.3 33 2020 11267.580 ... 97.8 85.7 34 2021 10101.410 ... 87.9 85.8 [35 rows x 9 columns] | PALO VERDE-3 | PWR | CE80 2LP (DRYAMB) | Operational | 1304 | 1312 | 1414 | 3990 | 323.99 | ARIZONA PUBLIC SERVICE CO. | ARIZONA PUBLIC SERVICE CO. | 1976-06-01 | 1987-10-25 | 1987-11-28 | None | None | None | 1988-01-08 | 0.858 | 0.863 | 0.863 | 791
835 | SOUTH AFRICA | Year Electricity Supplied [GW.h] Reference Unit Power [MW] Annual Time On Line [h] Operation Factor [%] Energy Availability Factor [%] Load Factor [%] Year Electricity Supplied [GW.h] Reference Unit Power [MW] Annual Time On Line [h] Operation Factor [%] Annual Cumulative Annual Cumulative 0 1984 3949.53 920 5063 95.3 91.3 91.3 86.4 86.4 1 1985 4004.30 920 4986 56.9 53.5 64.6 49.7 60.5 2 1986 3418.99 922 4575 52.2 53.6 60.1 42.3 53.0 3 1987 2864.54 920 4337 49.5 61.6 60.5 35.5 47.9 4 1988 5964.44 920 6791 77.3 76.0 64.0 73.8 53.8 5 1989 4498.08 922 5655 64.0 63.2 63.9 55.2 54.0 6 1990 3852.07 920 5360 61.2 52.7 62.2 47.8 53.1 7 1991 5976.84 920 6886 78.6 74.6 63.8 74.2 55.9 8 1992 3992.53 920 5697 64.9 50.3 62.2 49.4 55.1 9 1993 4097.94 920 6010 68.6 50.5 61.0 50.8 54.7 10 1994 5933.92 920 8422 96.1 74.9 62.3 73.6 56.5 11 1995 4576.86 920 5853 66.8 56.8 61.8 56.8 56.5 12 1996 5672.79 920 7260 82.6 70.4 62.5 70.2 57.6 13 1997 6610.69 920 7676 87.6 82.3 64.0 82.0 59.4 14 1998 7248.29 920 8552 97.6 90.1 65.8 89.9 61.6 15 1999 7051.70 920 7848 89.6 83.3 66.9 87.5 63.2 16 2000 5629.15 920 7250 82.7 70.2 67.1 69.8 63.6 17 2001 6042.50 920 7303 83.4 77.1 67.7 75.0 64.3 18 2002 7328.60 900 8417 96.1 93.1 69.0 93.0 65.8 19 2003 6413.36 900 7398 84.4 81.9 69.7 81.4 66.6 20 2004 6388.00 900 7358 83.8 81.1 70.2 80.8 67.3 21 2005 5821.02 900 6726 76.8 74.7 70.4 73.8 67.6 22 2006 4682.78 900 5435 62.0 59.8 70.0 59.4 67.2 23 2007 5747.01 900 6609 75.4 73.6 70.1 72.9 67.4 24 2008 7691.88 900 8689 98.9 98.3 71.3 97.3 68.7 25 2009 5467.97 900 6307 72.0 70.1 71.2 69.4 68.7 26 2010 5291.74 900 6085 69.5 67.8 71.1 67.1 68.6 27 2011 7622.37 930 8315 94.9 94.3 72.0 94.0 69.6 28 2012 6384.83 930 6975 79.4 78.5 72.2 78.2 69.9 29 2013 5527.64 930 6084 69.4 68.2 72.0 67.8 69.8 30 2014 8102.87 930 8760 100.0 99.6 73.0 99.5 70.8 31 2015 5321.75 930 5860 66.9 65.5 72.7 65.3 70.6 32 2016 7051.38 930 7759 88.3 86.8 73.2 86.3 71.1 33 2017 8103.47 930 8760 100.0 99.5 74.0 99.5 72.0 34 2018 5090.34 930 5838 66.6 62.5 73.6 62.5 71.7 35 2019 5510.90 930 6049 69.0 67.7 73.5 67.6 71.6 36 2020 7719.38 930 8572 97.6 94.5 74.0 94.5 72.2 37 2021 4120.92 924 4664 53.2 50.7 73.4 50.7 71.6 | KOEBERG-1 | PWR | CP1 | Operational | 921 | 924 | 970 | 2775 | 216.06 | None | None | 1976-07-01 | 1984-03-14 | 1984-04-04 | None | None | None | 1984-07-21 | 0.716 | 0.776 | 0.734 | 836
836 | SOUTH AFRICA | Year Electricity Supplied [GW.h] Reference Unit Power [MW] Annual Time On Line [h] Operation Factor [%] Energy Availability Factor [%] Load Factor [%] Year Electricity Supplied [GW.h] Reference Unit Power [MW] Annual Time On Line [h] Operation Factor [%] Annual Cumulative Annual Cumulative 0 1985 1389.80 920 2006 37.9 37.2 37.2 35.9 35.9 1 1986 5408.99 922 5969 68.1 67.3 63.0 67.0 62.5 2 1987 3352.78 920 4193 47.9 48.6 56.4 41.6 52.9 3 1988 4552.69 920 5626 64.0 63.1 58.5 56.3 54.0 4 1989 6620.21 922 8115 91.9 89.2 65.9 81.3 60.6 5 1990 4614.34 920 5933 67.7 58.4 64.5 57.3 59.9 6 1991 3191.94 920 5067 57.8 40.3 60.6 39.6 56.6 7 1992 5308.06 920 8439 96.1 66.3 61.4 65.7 57.9 8 1993 3212.30 920 4654 53.1 40.4 58.8 39.9 55.7 9 1994 3755.92 920 5944 67.8 49.4 57.8 46.6 54.7 10 1995 6710.53 920 8640 98.6 83.2 60.3 83.3 57.5 11 1996 6084.93 920 7177 81.7 75.8 61.7 75.3 59.1 12 1997 6016.36 920 7409 84.6 75.2 62.8 74.6 60.4 13 1998 6333.04 920 7194 82.1 79.0 64.0 78.6 61.8 14 1999 6413.89 920 7509 85.7 75.7 64.8 79.6 63.0 15 2000 7365.91 920 8687 98.9 91.2 66.6 91.2 64.9 16 2001 4662.84 920 5461 62.3 60.1 66.2 57.9 64.4 17 2002 4688.80 900 5439 62.1 59.6 65.8 59.5 64.2 18 2003 6255.50 900 7150 81.6 79.4 66.5 79.3 65.0 19 2004 7896.70 900 8784 100.0 99.8 68.2 99.9 66.8 20 2005 6416.81 900 7330 83.7 81.6 68.9 81.4 67.5 21 2006 5391.37 900 7003 79.9 71.4 69.0 68.4 67.5 22 2007 6853.86 900 8422 96.1 87.3 69.8 86.9 68.4 23 2008 5055.87 900 5960 67.8 64.2 69.6 64.0 68.2 24 2009 6105.80 900 7079 80.8 77.9 69.9 77.4 68.6 25 2010 7608.20 900 8565 97.8 98.0 71.0 96.5 69.7 26 2011 5316.17 900 6254 71.4 68.0 70.9 67.4 69.6 27 2012 6012.70 930 6911 78.7 76.3 71.1 75.8 69.8 28 2013 8112.97 930 8760 100.0 99.8 72.1 99.6 70.9 29 2014 6659.83 930 7462 85.2 82.0 72.5 81.8 71.3 30 2015 5643.39 930 6328 72.2 69.4 72.4 69.3 71.2 31 2016 8158.09 930 8784 100.0 100.0 73.3 99.9 72.1 32 2017 6983.82 930 7878 89.9 85.6 73.7 85.7 72.6 33 2018 5496.77 930 6320 72.2 67.5 73.5 67.5 72.4 34 2019 8091.67 930 8760 100.0 99.4 74.2 99.3 73.2 35 2020 3896.22 930 4667 53.1 47.7 73.5 47.7 72.5 36 2021 8077.98 930 8760 100.0 99.2 74.2 99.2 73.2 | KOEBERG-2 | PWR | CP1 | Operational | 921 | 930 | 970 | 2775 | 213.64 | None | None | 1976-07-01 | 1985-07-07 | 1985-07-25 | None | None | None | 1985-11-09 | 0.732 | 0.798 | 0.742 | 837
837 | CHINA | Year Electricity Supplied [GW.h] Reference Unit Power [MW] Annual Time On Line [h] Operation Factor [%] Energy Availability Factor [%] Load Factor [%] Year Electricity Supplied [GW.h] Reference Unit Power [MW] Annual Time On Line [h] Operation Factor [%] Annual Cumulative Annual Cumulative 0 2006 1235.00 1000 2790 NaN NaN NaN NaN NaN 1 2007 5311.00 933 5688 82.7 82.4 82.4 84.8 84.8 2 2008 6116.16 933 6270 71.4 71.0 75.2 74.6 78.4 3 2009 6337.71 933 6553 74.8 74.1 74.8 77.5 78.0 4 2010 7539.59 933 7643 87.2 87.0 78.2 92.2 82.0 5 2011 7470.08 990 7606 86.8 86.6 80.1 86.1 83.0 6 2012 7550.16 990 7635 86.9 86.8 81.4 86.8 83.7 7 2013 7869.05 990 7959 90.9 90.7 82.8 90.7 84.8 8 2014 7766.80 990 7888 90.0 89.8 83.8 89.6 85.4 9 2015 7894.21 990 7996 91.3 91.1 84.6 91.0 86.1 10 2016 7027.54 990 7295 83.0 81.7 84.3 80.8 85.5 11 2017 7869.01 990 8081 92.2 91.2 85.0 90.7 86.0 12 2018 7074.55 990 7450 85.0 89.3 85.4 81.6 85.6 13 2019 8254.54 990 8501 97.0 98.4 86.4 95.2 86.4 14 2020 7424.97 990 7854 89.4 89.3 86.6 85.4 86.3 15 2021 7528.83 1000 7686 87.7 89.4 86.8 86.0 86.3 | TIANWAN-1 | PWR | VVER V-428 | Operational | 990 | 1000 | 1060 | 3000 | 110.29 | None | None | 1999-10-20 | 2005-12-20 | 2006-05-12 | None | None | None | 2007-05-17 | 0.863 | 0.865 | 0.868 | 838
838 | CHINA | Year Electricity Supplied [GW.h] Reference Unit Power [MW] Annual Time On Line [h] Operation Factor [%] Energy Availability Factor [%] Load Factor [%] Year Electricity Supplied [GW.h] Reference Unit Power [MW] Annual Time On Line [h] Operation Factor [%] Annual Cumulative Annual Cumulative 0 2007 3974.00 933 4471 100.0 100.0 100.0 105.1 105.1 1 2008 7003.03 933 7193 81.9 81.2 85.9 85.4 90.4 2 2009 6943.40 933 7054 80.5 80.7 83.7 85.0 88.0 3 2010 7131.13 933 7260 82.9 82.3 83.2 87.2 87.8 4 2011 7546.20 990 7658 87.4 87.0 84.2 87.0 87.6 5 2012 7640.12 990 7722 87.9 87.8 84.9 87.9 87.7 6 2013 7741.45 990 7837 89.5 89.1 85.6 89.3 87.9 7 2014 7901.45 990 7950 90.8 91.1 86.3 91.1 88.4 8 2015 7666.57 990 7790 88.9 88.2 86.6 88.4 88.4 9 2016 7326.45 990 7705 87.7 87.4 86.7 84.2 87.9 10 2017 8201.96 990 8430 96.2 99.0 87.9 94.6 88.6 11 2018 7661.18 990 8007 91.4 91.6 88.2 88.3 88.6 12 2019 7644.10 990 7833 89.4 91.1 88.4 88.1 88.5 13 2020 7991.08 990 8683 98.8 98.3 89.2 91.9 88.8 14 2021 7972.07 1000 8253 94.2 92.3 89.4 91.0 88.9 | TIANWAN-2 | PWR | VVER V-428 | Operational | 990 | 1000 | 1060 | 3000 | 110.34 | None | None | 2000-09-20 | 2007-05-01 | 2007-05-14 | None | None | None | 2007-08-16 | 0.889 | 0.894 | 0.894 | 839
839 | CHINA | Year Electricity Supplied [GW.h] Reference Unit Power [MW] Annual Time On Line [h] ... Energy Availability Factor [%] Load Factor [%] Year Electricity Supplied [GW.h] Reference Unit Power [MW] Annual Time On Line [h] ... Annual Cumulative Annual Cumulative 0 2003 Data Not Provided Data Not Provided Data Not Provided ... Data Not Provided Data Not Provided Data Not Provided Data Not Provided 1 2004 5358.590 665 8236 ... 92.4 92.4 91.7 91.7 2 2005 4604.650 665 7014 ... 80.1 86.3 79.0 85.4 3 2006 5038.170 650 7721 ... 86.7 86.4 88.5 86.4 4 2007 5675.700 650 8559 ... 97.6 89.2 99.7 89.7 5 2008 5083.410 650 7697 ... 87.2 88.8 89.0 89.6 6 2009 5523.740 650 8359 ... 95.4 89.9 97.0 90.8 7 2010 5341.460 650 8099 ... 92.1 90.2 93.8 91.2 8 2011 5261.090 650 7951 ... 90.3 90.2 92.4 91.4 9 2012 5210.750 650 7980 ... 90.4 90.2 91.3 91.4 10 2013 5794.090 650 8760 ... 99.8 91.2 101.8 92.4 11 2014 5223.320 650 7892 ... 90.0 91.1 91.7 92.3 12 2015 5623.820 677 8553 ... 97.3 91.6 94.8 92.5 13 2016 4555.030 677 6979 ... 79.3 90.6 76.6 91.3 14 2017 5598.620 677 8580 ... 98.2 91.2 94.4 91.5 15 2018 4685.150 677 7183 ... 81.6 90.5 79.0 90.6 16 2019 5716.870 677 8686 ... 98.0 91.0 96.4 91.0 17 2020 5261.050 677 8014 ... 91.0 91.0 88.5 90.9 18 2021 5607.860 677 8540 ... 98.6 91.4 94.6 91.1 [19 rows x 9 columns] | QINSHAN 3-2 | PHWR | CANDU 6 | Operational | 677 | 677 | 728 | 2064 | 97.28 | None | None | 1998-09-25 | 2003-01-18 | 2003-06-12 | None | None | None | 2003-07-24 | 0.911 | 0.918 | 0.914 | 840
840 | JAPAN | Year Electricity Supplied [GW.h] Reference Unit Power [MW] Annual Time On Line [h] Operation Factor [%] Energy Availability Factor [%] Load Factor [%] Year Electricity Supplied [GW.h] Reference Unit Power [MW] Annual Time On Line [h] Operation Factor [%] Annual Cumulative Annual Cumulative 0 2005 2749.61 1067 3536 77.4 100.0 100.0 76.9 76.9 1 2006 9269.32 1067 8760 100.0 99.7 99.8 99.2 97.4 2 2007 6150.83 1067 5827 66.5 66.2 83.6 65.8 82.3 3 2008 6274.76 1067 5947 67.7 67.3 78.3 67.0 77.3 4 2009 7064.53 1067 6696 76.4 76.0 77.8 75.6 76.9 5 2010 9298.98 1067 8760 100.0 100.0 82.2 99.5 81.3 6 2011 911.00 1067 865 9.9 9.8 70.3 9.8 69.6 7 2012 0.00 1067 0 0.0 0.0 60.3 0.0 59.7 8 2013 0.00 1067 0 0.0 0.0 52.9 0.0 52.3 9 2014 0.00 1067 0 0.0 0.0 47.0 0.0 46.6 10 2015 0.00 1067 0 0.0 0.0 42.4 0.0 42.0 11 2016 0.00 1067 0 0.0 0.0 38.6 0.0 38.2 12 2017 0.00 1067 0 0.0 0.0 35.4 0.0 35.0 13 2018 0.00 1067 0 0.0 0.0 32.7 0.0 32.3 14 2019 0.00 1067 0 0.0 0.0 30.4 0.0 30.0 15 2020 0.00 1067 0 0.0 0.0 28.3 0.0 28.0 16 2021 0.00 1067 0 0.0 0.0 26.6 0.0 26.3 | HIGASHI DORI-1 (TOHOKU) | BWR | BWR-5 | Operational | 1067 | 1067 | 1100 | 3293 | 41.90 | Tohoku Electric Power Co., Inc | Tohoku Electric Power Co., Inc | 2000-11-07 | 2005-01-24 | 2005-03-09 | None | None | None | 2005-12-08 | 0.263 | 0.266 | 0.266 | 841
841 | JAPAN | Year Electricity Supplied [GW.h] Reference Unit Power [MW] Annual Time On Line [h] Operation Factor [%] Energy Availability Factor [%] Load Factor [%] Year Electricity Supplied [GW.h] Reference Unit Power [MW] Annual Time On Line [h] Operation Factor [%] Annual Cumulative Annual Cumulative 0 2005 2037.89 1304 2554 NaN NaN NaN NaN NaN 1 2006 4547.85 1304 3539 41.3 41.2 41.2 41.3 41.3 2 2007 0.00 1304 0 0.0 0.0 18.8 0.0 18.8 3 2008 6381.93 1108 5610 63.9 58.5 32.0 61.1 32.9 4 2009 5647.06 1108 5044 57.6 56.0 37.6 58.2 38.8 5 2010 9279.20 1108 8038 91.8 91.5 47.9 95.6 49.7 6 2011 1408.12 1108 1263 14.4 14.0 42.5 14.5 44.0 7 2012 0.00 1108 0 0.0 0.0 36.6 0.0 37.9 8 2013 0.00 1108 0 0.0 0.0 32.2 0.0 33.3 9 2014 0.00 1108 0 0.0 0.0 28.7 0.0 29.7 10 2015 0.00 1108 0 0.0 0.0 25.9 0.0 26.8 11 2016 0.00 1108 0 0.0 0.0 23.6 0.0 24.4 12 2017 0.00 1108 0 0.0 0.0 21.6 0.0 22.4 13 2018 0.00 1108 0 0.0 0.0 20.0 0.0 20.8 14 2019 0.00 1108 0 0.0 0.0 18.6 0.0 19.3 15 2020 0.00 1108 0 0.0 0.0 17.4 0.0 18.0 16 2021 0.00 1108 0 0.0 0.0 16.3 0.0 16.9 | SHIKA-2 | BWR | ABWR | Operational | 1108 | 1108 | 1206 | 3926 | 29.30 | HOKURIKU ELECTRIC POWER CO. | HOKURIKU ELECTRIC POWER CO. | 2001-08-20 | 2005-05-26 | 2005-07-04 | None | None | None | 2006-03-15 | 0.169 | 0.166 | 0.163 | 842
842 | JAPAN | Year Electricity Supplied [GW.h] Reference Unit Power [MW] Annual Time On Line [h] Operation Factor [%] Energy Availability Factor [%] Load Factor [%] Year Electricity Supplied [GW.h] Reference Unit Power [MW] Annual Time On Line [h] Operation Factor [%] Annual Cumulative Annual Cumulative 0 2004 3727.56 1325 3754 NaN NaN NaN NaN NaN 1 2005 11870.42 1325 8760 100.0 100.0 100.0 102.2 102.2 2 2006 3385.19 1325 2515 28.7 28.5 62.7 29.2 64.1 3 2007 7652.74 1212 6159 70.3 68.6 64.6 71.0 66.3 4 2008 7516.25 1212 6075 69.2 68.3 65.5 70.6 67.4 5 2009 1338.27 1212 1076 12.3 12.2 55.1 12.6 56.7 6 2010 0.00 1212 0 0.0 0.0 46.1 0.0 47.4 7 2011 3353.43 1325 2557 29.2 29.1 43.5 29.1 44.6 8 2012 0.00 1325 0 0.0 0.0 37.8 0.0 38.7 9 2013 0.00 1325 0 0.0 0.0 33.4 0.0 34.2 10 2014 0.00 1325 0 0.0 0.0 29.9 0.0 30.6 11 2015 0.00 1325 0 0.0 0.0 27.1 0.0 27.8 12 2016 0.00 1325 0 0.0 0.0 24.7 0.0 25.4 13 2017 0.00 1325 0 0.0 0.0 22.8 0.0 23.3 14 2018 0.00 1325 0 0.0 0.0 21.1 0.0 21.6 15 2019 0.00 1325 0 0.0 0.0 19.6 0.0 20.1 16 2020 0.00 1325 0 0.0 0.0 18.4 0.0 18.8 17 2021 0.00 1325 0 0.0 0.0 17.3 0.0 17.7 | HAMAOKA-5 | BWR | ABWR | Suspended Operation | 1325 | 1325 | 1380 | 3926 | 38.95 | CHUBU ELECTRIC POWER CO., INC. | CHUBU ELECTRIC POWER CO., INC. | 2000-07-12 | 2004-03-23 | 2004-04-30 | 2011-05-14 | None | None | 2005-01-18 | 0.177 | 0.178 | 0.173 | 843
851 | INDIA | Year Electricity Supplied [GW.h] Reference Unit Power [MW] Annual Time On Line [h] Operation Factor [%] Energy Availability Factor [%] Load Factor [%] Year Electricity Supplied [GW.h] Reference Unit Power [MW] Annual Time On Line [h] Operation Factor [%] Annual Cumulative Annual Cumulative 0 2013 0.29 917 661 NaN NaN NaN NaN NaN 1 2014 2542.23 917 4212 NaN NaN NaN NaN NaN 2 2015 3212.83 917 3993 45.6 39.7 39.7 40.0 40.0 3 2016 5823.01 932 6828 77.7 71.2 55.6 71.1 55.7 4 2017 2889.26 932 3937 44.9 36.5 49.2 35.4 48.9 5 2018 4372.96 932 4997 57.0 53.6 50.3 53.6 50.1 6 2019 4847.99 932 5349 61.1 59.5 52.2 59.4 51.9 7 2020 4968.80 932 6369 72.5 60.5 53.6 60.7 53.4 8 2021 6475.11 932 6982 79.7 78.1 57.1 79.3 57.1 | KUDANKULAM-1 | PWR | VVER V-412 | Operational | 917 | 932 | 1000 | 3000 | 35.13 | NUCLEAR POWER CORPORATION OF INDIA, LTD. | NUCLEAR POWER CORPORATION OF INDIA, LTD. | 2002-03-31 | 2013-07-13 | 2013-10-22 | None | None | None | 2014-12-31 | 0.571 | 0.627 | 0.571 | 852
852 | INDIA | Year Electricity Supplied [GW.h] Reference Unit Power [MW] Annual Time On Line [h] Operation Factor [%] Energy Availability Factor [%] Load Factor [%] Year Electricity Supplied [GW.h] Reference Unit Power [MW] Annual Time On Line [h] Operation Factor [%] Annual Cumulative Annual Cumulative 0 2016 749.03 917 1790 NaN NaN NaN NaN NaN 1 2017 4147.80 932 4991 50.2 48.6 48.6 45.8 45.8 2 2018 2761.23 932 3846 43.9 33.8 40.2 33.8 39.0 3 2019 4573.82 932 8217 93.8 56.1 46.0 56.0 45.2 4 2020 5885.37 932 6446 73.4 70.9 52.6 71.9 52.3 5 2021 5537.43 932 6105 69.7 67.2 55.7 67.8 55.6 | KUDANKULAM-2 | PWR | VVER V-412 | Operational | 917 | 932 | 1000 | 3000 | 23.66 | NUCLEAR POWER CORPORATION OF INDIA, LTD. | NUCLEAR POWER CORPORATION OF INDIA, LTD. | 2002-07-04 | 2016-07-10 | 2016-08-29 | None | None | None | 2017-03-31 | 0.556 | 0.67 | 0.557 | 853
855 | JAPAN | Year Electricity Supplied [GW.h] Reference Unit Power [MW] Annual Time On Line [h] Operation Factor [%] Energy Availability Factor [%] Load Factor [%] Year Electricity Supplied [GW.h] Reference Unit Power [MW] Annual Time On Line [h] Operation Factor [%] Annual Cumulative Annual Cumulative 0 2009 2426.85 866 3603 NaN NaN NaN NaN NaN 1 2010 7904.94 866 8760 100.0 100.0 100.0 104.2 104.2 2 2011 6556.84 866 7283 83.1 82.9 91.4 86.4 95.3 3 2012 2731.82 866 3023 34.4 34.4 72.4 35.9 75.5 4 2013 0.00 866 0 0.0 0.0 54.3 0.0 56.6 5 2014 0.00 866 0 0.0 0.0 43.4 0.0 45.3 6 2015 0.00 866 0 0.0 0.0 36.2 0.0 37.8 7 2016 0.00 866 0 0.0 0.0 31.0 0.0 32.4 8 2017 0.00 866 0 0.0 0.0 27.2 0.0 28.3 9 2018 0.00 866 0 0.0 0.0 24.1 0.0 25.2 10 2019 0.00 866 0 0.0 0.0 21.7 0.0 22.6 11 2020 0.00 866 0 0.0 0.0 19.7 0.0 20.6 12 2021 0.00 866 0 0.0 0.0 18.1 0.0 18.9 | TOMARI-3 | PWR | M (3-loop) | Suspended Operation | 866 | 866 | 912 | 2660 | 19.62 | HOKKAIDO ELECTRIC POWER CO., INC. | HOKKAIDO ELECTRIC POWER CO., INC. | 2004-11-18 | 2009-03-03 | 2009-03-20 | 2012-05-05 | None | None | 2009-12-22 | 0.189 | 0.181 | 0.181 | 856
858 | INDIA | None | PFBR | FBR | Prototype | Under Construction | 470 | 470 | 500 | 1253 | None | None | None | 2004-10-23 | None | None | None | None | None | None | None | None | None | 859
859 | FINLAND | Empty DataFrame Columns: [(Year, Year), (Electricity Supplied [GW.h], Electricity Supplied [GW.h]), (Reference Unit Power [MW], Reference Unit Power [MW]), (Annual Time On Line [h], Annual Time On Line [h]), (Operation Factor [%], Operation Factor [%]), (Energy Availability Factor [%], Annual), (Energy Availability Factor [%], Cumulative), (Load Factor [%], Annual), (Load Factor [%], Cumulative)] Index: [] | OLKILUOTO-3 | PWR | EPR | Operational | 1600 | 1600 | 1720 | 4300 | None | None | None | 2005-08-12 | 2021-12-21 | 2022-03-12 | None | None | None | None | None | None | None | 860
861 | JAPAN | None | SHIMANE-3 | BWR | ABWR | Under Construction | 1325 | 1325 | 1373 | 3926 | None | THE CHUGOKU ELECTRIC POWER CO., INC. | THE CHUGOKU ELECTRIC POWER CO., INC. | 2006-10-24 | None | None | None | None | None | None | None | None | None | 862
863 | KOREA, REPUBLIC OF | Year Electricity Supplied [GW.h] Reference Unit Power [MW] Annual Time On Line [h] Operation Factor [%] Energy Availability Factor [%] Load Factor [%] Year Electricity Supplied [GW.h] Reference Unit Power [MW] Annual Time On Line [h] Operation Factor [%] Annual Cumulative Annual Cumulative 0 2010 1018.06 1001 2051 NaN NaN NaN NaN NaN 1 2011 7867.03 985 8008 100.0 99.6 99.6 100.2 100.2 2 2012 7091.41 997 7220 82.2 81.2 89.6 81.0 89.7 3 2013 2328.10 1000 2338 26.7 26.5 67.2 26.6 67.3 4 2014 7419.09 999 7497 85.6 98.2 75.3 84.8 71.9 5 2015 7565.55 999 7656 87.4 86.4 77.6 86.4 74.9 6 2016 8729.83 997 8784 100.0 99.6 81.4 99.7 79.2 7 2017 508.50 997 538 6.1 5.8 70.4 5.8 68.4 8 2018 6997.79 996 7107 81.1 80.2 71.6 80.2 69.9 9 2019 6500.05 996 6602 75.4 74.5 71.9 74.5 70.4 10 2020 7895.37 996 7986 90.9 90.2 73.8 90.2 72.5 11 2021 6828.96 996 6949 79.3 78.2 74.2 78.3 73.0 | SHIN-KORI-1 | PWR | OPR-1000 | Operational | 998 | 996 | 1046 | 2825 | 70.75 | Korea Hydro and Nuclear Power Co. | Korea Hydro and Nuclear Power Co. | 2006-06-16 | 2010-07-15 | 2010-08-04 | None | None | None | 2011-02-28 | 0.73 | 0.737 | 0.742 | 864
864 | KOREA, REPUBLIC OF | Year Electricity Supplied [GW.h] Reference Unit Power [MW] Annual Time On Line [h] Operation Factor [%] Energy Availability Factor [%] Load Factor [%] Year Electricity Supplied [GW.h] Reference Unit Power [MW] Annual Time On Line [h] Operation Factor [%] Annual Cumulative Annual Cumulative 0 2012 5400.28 997 5897 100.0 99.8 99.8 98.0 98.0 1 2013 3560.31 1000 3569 40.7 40.6 58.0 40.6 57.6 2 2014 8304.89 998 8518 97.2 96.0 73.7 95.0 73.0 3 2015 7405.24 996 7604 86.8 84.9 77.0 84.9 76.5 4 2016 6627.86 997 6718 76.5 75.7 76.7 75.7 76.3 5 2017 8699.48 997 8760 100.0 99.6 80.9 99.6 80.6 6 2018 6847.68 996 7011 80.0 78.5 80.5 78.5 80.3 7 2019 6889.15 996 7014 80.1 79.0 80.3 79.0 80.1 8 2020 8062.54 996 8127 92.5 92.1 81.7 92.2 81.5 9 2021 7316.90 996 7443 85.0 83.9 81.9 83.9 81.8 | SHIN-KORI-2 | PWR | OPR-1000 | Operational | 995 | 996 | 1047 | 2825 | 69.11 | Korea Hydro and Nuclear Power Co. | Korea Hydro and Nuclear Power Co. | 2007-06-05 | 2011-12-27 | 2012-01-28 | None | None | None | 2012-07-20 | 0.818 | 0.829 | 0.819 | 865
866 | JAPAN | None | OHMA | BWR | ABWR | Under Construction | 1328 | 1328 | 1383 | 3926 | None | ELECTRIC POWER DEVELOPMENT CO., LTD. | ELECTRIC POWER DEVELOPMENT CO., LTD. | 2010-05-07 | None | None | None | None | None | None | None | None | None | 867
872 | FRANCE | None | FLAMANVILLE-3 | PWR | EPR | Under Construction | 1630 | 1630 | 1650 | 4300 | None | ÉLECTRICITÉ DE FRANCE | ÉLECTRICITÉ DE FRANCE | 2007-12-03 | None | None | None | None | None | None | None | None | None | 873
874 | CHINA | Year Electricity Supplied [GW.h] Reference Unit Power [MW] Annual Time On Line [h] Operation Factor [%] Energy Availability Factor [%] Load Factor [%] Year Electricity Supplied [GW.h] Reference Unit Power [MW] Annual Time On Line [h] Operation Factor [%] Annual Cumulative Annual Cumulative 0 2011 3914.72 1007 5268 100.0 99.6 99.6 96.0 96.0 1 2012 7009.72 1020 7156 81.5 80.1 85.8 78.2 83.4 2 2013 7870.25 1007 7880 90.0 88.4 86.9 89.2 85.8 3 2014 7895.97 1007 7972 91.0 89.8 87.7 89.5 86.9 4 2015 7916.59 1007 7963 90.9 90.3 88.3 89.7 87.5 5 2016 7211.42 1007 7329 83.4 87.6 88.2 81.5 86.4 6 2017 7677.26 1007 7668 87.5 91.2 88.6 87.0 86.5 7 2018 8207.81 1007 8447 96.4 97.9 89.9 93.0 87.4 8 2019 7157.30 1007 7588 86.6 88.8 89.8 81.1 86.6 9 2020 7333.58 1007 8185 93.2 92.8 90.1 82.9 86.2 10 2021 7366.90 1007 7331 83.7 82.6 89.4 83.5 86.0 | LING AO-4 | PWR | CPR-1000 | Operational | 1007 | 1007 | 1086 | 2905 | 79.19 | None | None | 2006-06-15 | 2011-02-25 | 2011-05-03 | None | None | None | 2011-08-07 | 0.86 | 0.889 | 0.894 | 875
875 | CHINA | Year Electricity Supplied [GW.h] Reference Unit Power [MW] Annual Time On Line [h] Operation Factor [%] Energy Availability Factor [%] Load Factor [%] Year Electricity Supplied [GW.h] Reference Unit Power [MW] Annual Time On Line [h] Operation Factor [%] Annual Cumulative Annual Cumulative 0 2010 1465.17 610 2685 96.3 92.1 92.1 94.8 94.8 1 2011 4434.13 610 7226 82.5 81.6 84.2 83.0 85.7 2 2012 4846.78 610 7977 90.8 90.0 86.8 90.4 87.8 3 2013 5076.15 610 8243 94.1 93.5 88.8 95.0 90.0 4 2014 4929.31 619 8078 92.2 92.0 89.6 90.9 90.2 5 2015 4519.98 619 7410 84.6 86.2 88.9 83.4 88.9 6 2016 5259.45 619 8584 97.7 99.8 90.7 96.7 90.2 7 2017 4768.41 619 7804 89.1 88.0 90.3 87.9 89.9 8 2018 4767.33 619 7756 88.5 87.9 90.0 87.9 89.6 9 2019 5341.24 619 8664 98.9 98.8 91.0 98.5 90.6 10 2020 4753.88 619 7870 89.6 90.0 90.9 87.4 90.3 11 2021 4788.17 619 7768 88.7 88.2 90.6 88.3 90.1 | QINSHAN 2-3 | PWR | CNP-600 | Operational | 619 | 619 | 660 | 1930 | 54.95 | None | None | 2006-04-28 | 2010-07-13 | 2010-08-01 | None | None | None | 2010-10-05 | 0.901 | 0.908 | 0.906 | 876
876 | CHINA | Year Electricity Supplied [GW.h] Reference Unit Power [MW] Annual Time On Line [h] Operation Factor [%] Energy Availability Factor [%] Load Factor [%] Year Electricity Supplied [GW.h] Reference Unit Power [MW] Annual Time On Line [h] Operation Factor [%] Annual Cumulative Annual Cumulative 0 2011 257.02 610 614 NaN NaN NaN NaN NaN 1 2012 5195.81 610 8438 96.1 95.8 95.8 97.0 97.0 2 2013 4591.39 610 7428 84.8 84.2 90.0 85.9 91.4 3 2014 4844.49 610 7905 90.2 88.9 89.6 90.7 91.2 4 2015 4837.34 610 7994 91.3 91.1 90.0 90.5 91.0 5 2016 4983.82 610 8130 92.6 91.9 90.4 93.0 91.4 6 2017 4899.45 619 7993 91.2 90.1 90.3 90.4 91.2 7 2018 4786.77 619 7760 88.6 88.2 90.0 88.3 90.8 8 2019 4812.21 619 7815 89.2 91.9 90.3 88.8 90.6 9 2020 5276.68 619 8784 100.0 100.0 91.4 97.0 91.3 10 2021 4882.83 619 7898 90.2 89.0 91.1 90.0 91.2 | QINSHAN 2-4 | PWR | CNP-600 | Operational | 619 | 619 | 660 | 1930 | 49.37 | None | None | 2007-01-28 | 2011-11-17 | 2011-11-25 | None | None | None | 2011-12-30 | 0.912 | 0.914 | 0.911 | 877
877 | CHINA | Year Electricity Supplied [GW.h] Reference Unit Power [MW] Annual Time On Line [h] Operation Factor [%] Energy Availability Factor [%] Load Factor [%] Year Electricity Supplied [GW.h] Reference Unit Power [MW] Annual Time On Line [h] Operation Factor [%] Annual Cumulative Annual Cumulative 0 2010 2164.44 1007 2642 64.3 77.6 77.6 62.0 62.0 1 2011 6333.19 1007 6866 78.4 71.3 73.2 71.8 70.7 2 2012 7720.90 1020 7877 89.7 88.0 79.4 86.8 76.9 3 2013 7942.05 1007 8017 91.5 89.6 82.5 90.0 80.8 4 2014 7854.08 1007 7901 90.2 88.9 84.0 89.0 82.7 5 2015 7958.52 1007 7969 91.0 90.1 85.1 90.2 84.1 6 2016 7999.24 1007 8004 91.1 91.1 86.0 90.4 85.1 7 2017 7519.94 1007 7668 87.5 86.1 86.1 85.2 85.1 8 2018 7903.44 1007 7865 89.8 89.3 86.4 89.6 85.7 9 2019 8329.82 1007 8760 100.0 100.0 87.9 94.4 86.6 10 2020 7539.38 1007 7987 90.9 90.7 88.2 85.2 86.5 11 2021 7311.51 1007 7347 83.9 82.1 87.6 82.9 86.2 | LING AO-3 | PWR | CPR-1000 | Operational | 1007 | 1007 | 1086 | 2905 | 86.02 | None | None | 2005-12-15 | 2010-06-09 | 2010-07-15 | None | None | None | 2010-09-15 | 0.862 | 0.887 | 0.876 | 878
878 | CHINA | Year Electricity Supplied [GW.h] Reference Unit Power [MW] Annual Time On Line [h] Operation Factor [%] Energy Availability Factor [%] Load Factor [%] Year Electricity Supplied [GW.h] Reference Unit Power [MW] Annual Time On Line [h] Operation Factor [%] Annual Cumulative Annual Cumulative 0 2018 3330.63 1157 3840 100.0 99.8 99.8 99.4 99.4 1 2019 8987.29 1157 7909 90.3 91.1 92.9 88.7 90.8 2 2020 8757.82 1157 7832 89.2 87.3 90.4 86.2 88.8 3 2021 9379.74 1157 8268 94.4 92.9 91.2 92.6 89.9 | SANMEN-1 | PWR | AP-1000 | Operational | 1157 | 1157 | 1251 | 3400 | 30.46 | SANMEN NUCLEAR POWER CO., LTD. | SANMEN NUCLEAR POWER CO., LTD. | 2009-04-19 | 2018-06-21 | 2018-06-30 | None | None | None | 2018-09-21 | 0.899 | 0.92 | 0.912 | 879
879 | CHINA | Year Electricity Supplied [GW.h] Reference Unit Power [MW] Annual Time On Line [h] Operation Factor [%] Energy Availability Factor [%] Load Factor [%] Year Electricity Supplied [GW.h] Reference Unit Power [MW] Annual Time On Line [h] Operation Factor [%] Annual Cumulative Annual Cumulative 0 2018 2252.77 1157 2381 85.2 85.1 85.1 85.8 85.8 1 2019 905.96 1157 817 9.3 8.9 19.8 8.9 20.0 2 2020 8786.18 1157 7871 89.6 97.2 55.6 86.4 50.7 3 2021 9140.14 1157 8085 92.3 90.2 66.5 90.2 63.1 | SANMEN-2 | PWR | AP-1000 | Operational | 1157 | 1157 | 1251 | 3400 | 21.08 | SANMEN NUCLEAR POWER CO., LTD. | SANMEN NUCLEAR POWER CO., LTD. | 2009-12-15 | 2018-08-17 | 2018-08-24 | None | None | None | 2018-11-05 | 0.631 | 0.649 | 0.665 | 880
880 | CHINA | Year Electricity Supplied [GW.h] Reference Unit Power [MW] Annual Time On Line [h] Operation Factor [%] Energy Availability Factor [%] Load Factor [%] Year Electricity Supplied [GW.h] Reference Unit Power [MW] Annual Time On Line [h] Operation Factor [%] Annual Cumulative Annual Cumulative 0 2013 0.00 1000 5 NaN NaN NaN NaN NaN 1 2014 6793.37 1000 6753 100.0 99.9 99.9 100.5 100.5 2 2015 7025.37 1000 7021 80.2 79.7 88.4 80.2 88.9 3 2016 7077.81 1000 6989 79.6 81.5 85.9 80.6 85.9 4 2017 8699.83 1000 8677 99.0 99.8 89.6 99.3 89.5 5 2018 7715.76 1000 7789 88.9 88.2 89.3 88.1 89.2 6 2019 7988.46 1000 7861 89.7 89.1 89.3 91.2 89.5 7 2020 8122.92 1000 8665 98.6 98.4 90.6 92.5 90.0 8 2021 7930.66 1000 7834 89.4 88.7 90.4 90.5 90.0 | YANGJIANG-1 | PWR | CPR-1000 | Operational | 1021 | 1000 | 1086 | 2905 | 61.81 | Yangjiang Nuclear Power Company | Yangjiang Nuclear Power Company | 2008-12-16 | 2013-12-23 | 2013-12-31 | None | None | None | 2014-03-25 | 0.9 | 0.904 | 0.904 | 881
881 | CHINA | Year Electricity Supplied [GW.h] Reference Unit Power [MW] Annual Time On Line [h] Operation Factor [%] Energy Availability Factor [%] Load Factor [%] Year Electricity Supplied [GW.h] Reference Unit Power [MW] Annual Time On Line [h] Operation Factor [%] Annual Cumulative Annual Cumulative 0 2015 5683.72 1000 6017 100.0 99.8 99.8 102.2 102.2 1 2016 6911.71 1000 6874 78.3 77.6 85.8 78.7 87.4 2 2017 7497.38 1000 7476 85.3 88.0 86.6 85.6 86.7 3 2018 8910.12 1000 8760 100.0 100.0 90.3 101.7 90.9 4 2019 7478.07 1000 7943 90.7 90.0 90.3 85.4 89.7 5 2020 6539.67 1000 6854 78.0 88.5 89.9 74.4 86.9 6 2021 8783.89 1000 8760 100.0 100.0 91.5 100.3 89.0 | YANGJIANG-2 | PWR | CPR-1000 | Operational | 1000 | 1000 | 1086 | 2905 | 51.80 | Yangjiang Nuclear Power Company | Yangjiang Nuclear Power Company | 2009-06-04 | 2015-03-02 | 2015-03-10 | None | None | None | 2015-06-05 | 0.89 | 0.897 | 0.915 | 882
882 | KOREA, REPUBLIC OF | Year Electricity Supplied [GW.h] Reference Unit Power [MW] Annual Time On Line [h] Operation Factor [%] Energy Availability Factor [%] Load Factor [%] Year Electricity Supplied [GW.h] Reference Unit Power [MW] Annual Time On Line [h] Operation Factor [%] Annual Cumulative Annual Cumulative 0 2012 4964.62 997 6256 97.0 94.9 94.9 94.9 94.9 1 2013 3295.84 991 3353 38.3 37.9 54.8 38.0 54.8 2 2014 8611.78 1000 8677 99.0 98.3 72.9 98.3 72.9 3 2015 6217.67 997 6354 72.5 71.2 72.4 71.2 72.4 4 2016 7393.37 997 7522 85.6 84.4 75.1 84.4 75.1 5 2017 8553.53 997 8640 98.6 97.6 79.3 97.9 79.3 6 2018 7002.14 997 7097 81.0 80.1 79.4 80.2 79.5 7 2019 7404.26 997 7511 85.7 84.7 80.1 84.8 80.2 8 2020 8751.10 997 8784 100.0 99.9 82.5 99.9 82.5 9 2021 6699.21 997 6788 77.5 76.6 81.8 76.7 81.9 | SHIN-WOLSONG-1 | PWR | OPR-1000 | Operational | 950 | 997 | 1048 | 2825 | 68.89 | Korea Hydro and Nuclear Power Co. | Korea Hydro and Nuclear Power Co. | 2007-11-20 | 2012-01-06 | 2012-01-27 | None | None | None | 2012-07-31 | 0.819 | 0.827 | 0.818 | 883
883 | KOREA, REPUBLIC OF | Year Electricity Supplied [GW.h] Reference Unit Power [MW] Annual Time On Line [h] Operation Factor [%] Energy Availability Factor [%] Load Factor [%] Year Electricity Supplied [GW.h] Reference Unit Power [MW] Annual Time On Line [h] Operation Factor [%] Annual Cumulative Annual Cumulative 0 2015 5169.24 993 5821 100.0 99.8 99.8 100.0 100.0 1 2016 7223.89 993 7328 83.4 82.6 87.6 82.8 87.9 2 2017 6234.20 993 6298 71.9 71.6 81.0 71.7 81.2 3 2018 6712.82 993 6783 77.4 76.8 79.8 77.2 80.0 4 2019 6544.76 993 6622 75.6 74.8 78.7 75.2 78.9 5 2020 8729.35 993 8784 100.0 99.8 82.6 100.1 82.8 6 2021 7600.23 993 7733 88.3 87.3 83.3 87.4 83.6 | SHIN-WOLSONG-2 | PWR | OPR-1000 | Operational | 950 | 993 | 1050 | 2825 | 48.21 | Korea Hydro and Nuclear Power Co. | Korea Hydro and Nuclear Power Co. | 2008-09-23 | 2015-02-08 | 2015-02-26 | None | None | None | 2015-07-24 | 0.836 | 0.839 | 0.833 | 884
884 | KOREA, REPUBLIC OF | Year Electricity Supplied [GW.h] Reference Unit Power [MW] Annual Time On Line [h] Operation Factor [%] Energy Availability Factor [%] Load Factor [%] Year Electricity Supplied [GW.h] Reference Unit Power [MW] Annual Time On Line [h] Operation Factor [%] Annual Cumulative Annual Cumulative 0 2016 2851.25 1383 2956 NaN NaN NaN NaN NaN 1 2017 12405.61 1416 8760 100.0 99.8 99.8 100.0 100.0 2 2018 6027.00 1416 4360 49.8 48.6 74.2 48.6 74.3 3 2019 10939.06 1416 7762 88.6 88.1 78.8 88.2 78.9 4 2020 8544.98 1416 6120 69.7 68.8 76.3 68.7 76.4 5 2021 9400.37 1416 6706 76.6 75.8 76.2 75.8 76.2 | SHIN-KORI-3 | PWR | APR-1400 | Operational | 1416 | 1416 | 1488 | 3983 | 50.17 | Korea Hydro and Nuclear Power Co. | Korea Hydro and Nuclear Power Co. | 2008-10-16 | 2015-12-29 | 2016-01-15 | None | None | None | 2016-12-20 | 0.762 | 0.769 | 0.762 | 885
885 | KOREA, REPUBLIC OF | Year Electricity Supplied [GW.h] Reference Unit Power [MW] Annual Time On Line [h] Operation Factor [%] Energy Availability Factor [%] Load Factor [%] Year Electricity Supplied [GW.h] Reference Unit Power [MW] Annual Time On Line [h] Operation Factor [%] Annual Cumulative Annual Cumulative 0 2019 6107.40 1418 4874 100.0 100.0 100.0 100.3 100.3 1 2020 9543.62 1418 6778 77.2 76.7 82.5 76.6 82.6 2 2021 9252.75 1418 6635 75.7 74.8 79.2 74.5 79.1 | SHIN-KORI-4 | PWR | APR-1400 | Operational | 1340 | 1418 | 1493 | 3983 | 24.90 | Korea Hydro and Nuclear Power Co. | Korea Hydro and Nuclear Power Co. | 2009-08-19 | 2019-04-08 | 2019-04-22 | None | None | None | 2019-08-29 | 0.791 | 0.798 | 0.792 | 886
886 | KOREA, REPUBLIC OF | Empty DataFrame Columns: [(Year, Year), (Electricity Supplied [GW.h], Electricity Supplied [GW.h]), (Reference Unit Power [MW], Reference Unit Power [MW]), (Annual Time On Line [h], Annual Time On Line [h]), (Operation Factor [%], Operation Factor [%]), (Energy Availability Factor [%], Annual), (Energy Availability Factor [%], Cumulative), (Load Factor [%], Annual), (Load Factor [%], Cumulative)] Index: [] | SHIN-HANUL-1 | PWR | APR-1400 | Operational | 1340 | 1340 | 1400 | 3983 | None | Korea Hydro and Nuclear Power Co. | Korea Hydro and Nuclear Power Co. | 2012-07-10 | 2022-05-22 | 2022-06-09 | None | None | None | None | None | None | None | 887
887 | KOREA, REPUBLIC OF | None | SHIN-HANUL-2 | PWR | APR-1400 | Under Construction | 1340 | 1340 | 1400 | 3983 | None | Korea Hydro and Nuclear Power Co. | Korea Hydro and Nuclear Power Co. | 2013-06-19 | None | None | None | None | None | None | None | None | None | 888
889 | UNITED STATES OF AMERICA | Year Electricity Supplied [GW.h] ... Load Factor [%] Year Electricity Supplied [GW.h] ... Annual Cumulative 0 1957 Data from a trial operation not provided ... Data from a trial operation not provided Data from a trial operation not provided 1 1958 Data Not Provided ... Data Not Provided Data Not Provided 2 1959 " ... " " 3 1960 " ... " " 4 1961 " ... " " 5 1962 " ... " " 6 1963 " ... " " 7 1964 " ... " " 8 1965 " ... " " 9 1966 " ... " " 10 1967 " ... " " 11 1968 " ... " " 12 1969 " ... " " 13 1970 " ... " " 14 1971 " ... " " 15 1972 " ... " " 16 1973 " ... " " 17 1974 " ... " " 18 1975 " ... " " 19 1976 " ... " " 20 1977 " ... " " 21 1978 " ... " " 22 1979 " ... " " 23 1980 " ... " " 24 1981 " ... " " 25 1982 " ... " " [26 rows x 9 columns] | SHIPPINGPORT | PWR | PLWBR | Permanent Shutdown | 60 | 60 | 68 | 236 | None | None | None | 1954-01-01 | 1957-01-01 | 1957-12-02 | None | None | 1982-10-01 | 1958-05-26 | None | None | None | 890
890 | UNITED STATES OF AMERICA | Year Electricity Supplied [GW.h] Reference Unit Power [MW] Annual Time On Line [h] ... Energy Availability Factor [%] Load Factor [%] Year Electricity Supplied [GW.h] Reference Unit Power [MW] Annual Time On Line [h] ... Annual Cumulative Annual Cumulative 0 1963 Data Not Provided Data Not Provided Data Not Provided ... Data Not Provided Data Not Provided Data Not Provided Data Not Provided 1 1964 " " " ... " " " " [2 rows x 9 columns] | HALLAM | X | LMGMR (SGR- Sodium cooled graphite moderated reactor) | Permanent Shutdown | 75 | 75 | 84 | 256 | None | None | None | 1959-01-01 | 1963-01-01 | 1963-09-01 | None | None | 1964-09-01 | 1963-11-01 | None | None | None | 891
891 | UNITED STATES OF AMERICA | Year Electricity Supplied [GW.h] Reference Unit Power [MW] Annual Time On Line [h] ... Energy Availability Factor [%] Load Factor [%] Year Electricity Supplied [GW.h] Reference Unit Power [MW] Annual Time On Line [h] ... Annual Cumulative Annual Cumulative 0 1967 Data Not Provided Data Not Provided Data Not Provided ... Data Not Provided Data Not Provided Data Not Provided Data Not Provided 1 1968 " " " ... " " " " 2 1969 " " " ... " " " " 3 1970 " " " ... " " " " 4 1971 " " " ... " " " " 5 1972 " " " ... " " " " [6 rows x 9 columns] | SAXTON | PWR | 25 | Permanent Shutdown | 3 | 3 | 3 | 24 | None | None | None | 1960-01-01 | 1967-01-01 | 1967-03-01 | None | None | 1972-05-01 | None | None | None | None | 892
892 | UNITED STATES OF AMERICA | Year Electricity Supplied [GW.h] Reference Unit Power [MW] Annual Time On Line [h] ... Energy Availability Factor [%] Load Factor [%] Year Electricity Supplied [GW.h] Reference Unit Power [MW] Annual Time On Line [h] ... Annual Cumulative Annual Cumulative 0 1957 Data Not Provided Data Not Provided Data Not Provided ... Data Not Provided Data Not Provided Data Not Provided Data Not Provided 1 1958 " " " ... " " " " 2 1959 " " " ... " " " " 3 1960 " " " ... " " " " 4 1961 " " " ... " " " " 5 1962 " " " ... " " " " 6 1963 " " " ... " " " " [7 rows x 9 columns] | GE VALLECITOS | BWR | 25 | Permanent Shutdown | 24 | 24 | 24 | 50 | None | None | None | 1956-01-01 | 1957-08-03 | 1957-10-19 | None | None | 1963-12-09 | 1957-10-19 | None | None | None | 893
893 | UNITED STATES OF AMERICA | Year Electricity Supplied [GW.h] Reference Unit Power [MW] Annual Time On Line [h] ... Energy Availability Factor [%] Load Factor [%] Year Electricity Supplied [GW.h] Reference Unit Power [MW] Annual Time On Line [h] ... Annual Cumulative Annual Cumulative 0 1963 Data Not Provided Data Not Provided Data Not Provided ... Data Not Provided Data Not Provided Data Not Provided Data Not Provided 1 1964 " " " ... " " " " 2 1965 " " " ... " " " " 3 1966 0 0 0 ... 0 NC 0 NC [4 rows x 9 columns] | PIQUA | X | OCM (Organically Cooled and Moderated Reactor) | Permanent Shutdown | 11 | 12 | 12 | 46 | None | None | None | 1960-01-01 | 1961-01-01 | 1963-07-01 | None | None | 1966-01-01 | 1963-11-01 | None | None | None | 894
894 | RUSSIA | Year Electricity Supplied [GW.h] Reference Unit Power [MW] Annual Time On Line [h] Operation Factor [%] Energy Availability Factor [%] Load Factor [%] Year Electricity Supplied [GW.h] Reference Unit Power [MW] Annual Time On Line [h] Operation Factor [%] Annual Cumulative Annual Cumulative 0 2019 0.68 32 312 NaN NaN NaN NaN NaN 1 2020 64.93 32 5138 71.6 90.4 90.4 28.8 28.8 2 2021 125.26 32 7104 81.1 85.1 87.0 44.7 38.8 | AKADEMIK LOMONOSOV-1 | PWR | KLT-40S 'Floating' | Operational | 30 | 32 | 35 | 150 | 0.19 | Joint Stock Company 'Concern Rosenergoatom' | Joint Stock Company 'Concern Rosenergoatom' | 2007-04-15 | 2018-11-02 | 2019-12-19 | None | None | None | 2020-05-22 | 0.388 | 0.776 | 0.87 | 895
895 | RUSSIA | Year Electricity Supplied [GW.h] Reference Unit Power [MW] Annual Time On Line [h] Operation Factor [%] Energy Availability Factor [%] Load Factor [%] Year Electricity Supplied [GW.h] Reference Unit Power [MW] Annual Time On Line [h] Operation Factor [%] Annual Cumulative Annual Cumulative 0 2019 2.12 32 312 NaN NaN NaN NaN NaN 1 2020 51.44 32 3942 38.3 77.4 77.4 16.0 16.0 2 2021 50.36 32 2265 25.9 87.1 83.5 18.0 17.2 | AKADEMIK LOMONOSOV-2 | PWR | KLT-40S 'Floating' | Operational | 30 | 32 | 35 | 150 | 0.10 | Joint Stock Company 'Concern Rosenergoatom' | Joint Stock Company 'Concern Rosenergoatom' | 2007-04-15 | 2018-11-08 | 2019-12-19 | None | None | None | 2020-05-22 | 0.172 | 0.305 | 0.835 | 896
897 | RUSSIA | Year Electricity Supplied [GW.h] Reference Unit Power [MW] Annual Time On Line [h] Operation Factor [%] Energy Availability Factor [%] Load Factor [%] Year Electricity Supplied [GW.h] Reference Unit Power [MW] Annual Time On Line [h] Operation Factor [%] Annual Cumulative Annual Cumulative 0 2016 873.28 1114 1528 NaN NaN NaN NaN NaN 1 2017 5620.47 1114 6226 75.1 62.4 62.4 60.9 60.9 2 2018 7746.87 1114 7378 84.2 81.3 72.7 79.4 70.9 3 2019 7186.30 1100 6885 78.6 76.7 74.1 74.6 72.2 4 2020 7602.46 1100 7465 85.0 80.3 75.7 78.7 73.9 5 2021 7523.13 1100 6953 79.4 78.8 76.3 78.1 74.8 | NOVOVORONEZH 2-1 | PWR | VVER V-392M | Operational | 1114 | 1100 | 1180 | 3200 | 36.55 | Joint Stock Company 'Concern Rosenergoatom' | Joint Stock Company 'Concern Rosenergoatom' | 2008-06-24 | 2016-05-20 | 2016-08-05 | None | None | None | 2017-02-27 | 0.748 | 0.806 | 0.763 | 898
898 | RUSSIA | Year Electricity Supplied [GW.h] Reference Unit Power [MW] Annual Time On Line [h] Operation Factor [%] Energy Availability Factor [%] Load Factor [%] Year Electricity Supplied [GW.h] Reference Unit Power [MW] Annual Time On Line [h] Operation Factor [%] Annual Cumulative Annual Cumulative 0 2019 3557.06 1101 4222 88.2 85.5 85.5 83.5 83.5 1 2020 7602.61 1101 7367 83.9 81.5 82.1 78.6 79.3 2 2021 7348.32 1101 6953 79.4 76.7 79.6 76.2 77.9 | NOVOVORONEZH 2-2 | PWR | VVER V-392M | Operational | 1114 | 1101 | 1181 | 3200 | 18.51 | Joint Stock Company 'Concern Rosenergoatom' | Joint Stock Company 'Concern Rosenergoatom' | 2009-07-12 | 2019-03-22 | 2019-05-01 | None | None | None | 2019-10-31 | 0.779 | 0.821 | 0.796 | 899
899 | RUSSIA | Year Electricity Supplied [GW.h] Reference Unit Power [MW] Annual Time On Line [h] Operation Factor [%] Energy Availability Factor [%] Load Factor [%] Year Electricity Supplied [GW.h] Reference Unit Power [MW] Annual Time On Line [h] Operation Factor [%] Annual Cumulative Annual Cumulative 0 2018 2344.91 1085 3078 25.1 23.8 23.8 20.3 20.3 1 2019 7137.13 1101 6666 76.1 74.4 67.2 74.0 66.4 2 2020 7530.82 1101 7037 80.1 82.6 74.3 77.9 71.7 3 2021 8598.45 1101 8324 95.0 90.5 79.4 89.2 77.2 | LENINGRAD 2-1 | PWR | VVER V-491 | Operational | 1066 | 1101 | 1188 | 3200 | 25.61 | Joint Stock Company 'Concern Rosenergoatom' | Joint Stock Company 'Concern Rosenergoatom' | 2008-10-25 | 2018-02-06 | 2018-03-09 | None | None | None | 2018-10-29 | 0.772 | 0.806 | 0.794 | 900
900 | RUSSIA | Year Electricity Supplied [GW.h] Reference Unit Power [MW] Annual Time On Line [h] Operation Factor [%] Energy Availability Factor [%] Load Factor [%] Year Electricity Supplied [GW.h] Reference Unit Power [MW] Annual Time On Line [h] Operation Factor [%] Annual Cumulative Annual Cumulative 0 2020 659.54 1066 1242 NaN NaN NaN NaN NaN 1 2021 8361.90 1101 7935 91.7 88.4 88.4 88.9 88.9 | LENINGRAD 2-2 | PWR | VVER V-491 | Operational | 1066 | 1101 | 1188 | 3200 | 9.02 | Joint Stock Company 'Concern Rosenergoatom' | Joint Stock Company 'Concern Rosenergoatom' | 2010-04-15 | 2020-08-29 | 2020-10-22 | None | None | None | 2021-03-18 | 0.889 | 0.917 | 0.884 | 901
902 | RUSSIA | None | KURSK 2-1 | PWR | VVER V-510K | Under Construction | 1175 | 1175 | 1255 | 3300 | None | Joint Stock Company 'Concern Rosenergoatom' | Joint Stock Company 'Concern Rosenergoatom' | 2018-04-29 | None | None | None | None | None | None | None | None | None | 903
903 | CHINA | Year Electricity Supplied [GW.h] Reference Unit Power [MW] Annual Time On Line [h] Operation Factor [%] Energy Availability Factor [%] Load Factor [%] Year Electricity Supplied [GW.h] Reference Unit Power [MW] Annual Time On Line [h] Operation Factor [%] Annual Cumulative Annual Cumulative 0 2013 5683.38 1061 7632 100.0 98.6 98.6 102.4 102.4 1 2014 6093.20 1061 6218 71.0 68.4 79.6 65.6 79.2 2 2015 7369.75 1061 7756 88.5 87.8 82.7 79.3 79.2 3 2016 6066.04 1061 6694 76.2 86.6 83.8 65.1 75.3 4 2017 7304.12 1061 7720 88.1 87.9 84.7 78.6 76.0 5 2018 8797.86 1061 8760 100.0 98.6 87.2 94.7 79.3 6 2019 8077.71 1061 7954 90.8 88.5 87.4 86.9 80.5 7 2020 7903.95 1061 8033 91.4 89.6 87.7 84.8 81.1 8 2021 8980.89 1061 8760 100.0 98.2 88.9 96.6 82.9 | HONGYANHE-1 | PWR | CPR-1000 | Operational | 1061 | 1061 | 1119 | 2905 | 66.37 | None | None | 2007-08-18 | 2013-01-16 | 2013-02-17 | None | None | None | 2013-06-06 | 0.829 | 0.891 | 0.889 | 904
904 | CHINA | Year Electricity Supplied [GW.h] Reference Unit Power [MW] Annual Time On Line [h] Operation Factor [%] Energy Availability Factor [%] Load Factor [%] Year Electricity Supplied [GW.h] Reference Unit Power [MW] Annual Time On Line [h] Operation Factor [%] Annual Cumulative Annual Cumulative 0 2013 82.00 1061 340 NaN NaN NaN NaN NaN 1 2014 4963.31 1061 5053 79.8 81.1 81.1 72.5 72.5 2 2015 3496.01 1061 3925 44.8 65.6 71.8 37.6 51.6 3 2016 5288.78 1061 5542 63.1 87.5 77.7 56.8 53.5 4 2017 5790.37 1061 6250 71.4 96.0 82.7 62.3 55.9 5 2018 7737.78 1061 7723 88.2 88.2 83.9 83.2 61.8 6 2019 8077.34 1061 8056 92.0 89.7 84.9 86.9 66.2 7 2020 7767.35 1061 8018 91.3 89.3 85.6 83.3 68.8 8 2021 8195.34 1061 8027 91.6 89.4 86.1 88.2 71.3 | HONGYANHE-2 | PWR | CPR-1000 | Operational | 1061 | 1061 | 1119 | 2905 | 51.40 | None | None | 2008-03-28 | 2013-10-24 | 2013-11-23 | None | None | None | 2014-05-13 | 0.713 | 0.777 | 0.861 | 905
905 | CHINA | Year Electricity Supplied [GW.h] Reference Unit Power [MW] Annual Time On Line [h] Operation Factor [%] Energy Availability Factor [%] Load Factor [%] Year Electricity Supplied [GW.h] Reference Unit Power [MW] Annual Time On Line [h] Operation Factor [%] Annual Cumulative Annual Cumulative 0 2015 2322.53 1061 2835 48.0 100.0 100.0 43.2 43.2 1 2016 5483.99 1061 5764 65.6 94.7 96.0 58.8 54.9 2 2017 5631.50 1061 5975 68.2 80.9 89.6 60.6 57.4 3 2018 6535.98 1061 6697 76.4 89.7 89.6 70.3 61.2 4 2019 7491.34 1061 7481 85.4 82.7 88.0 80.6 65.7 5 2020 6938.56 1061 7116 81.0 98.0 89.9 74.4 67.4 6 2021 7943.87 1061 7670 87.6 85.8 89.2 85.5 70.2 | HONGYANHE-3 | PWR | CPR-1000 | Operational | 1061 | 1061 | 1119 | 2905 | 42.33 | None | None | 2009-03-07 | 2014-10-27 | 2015-03-23 | None | None | None | 2015-08-16 | 0.702 | 0.758 | 0.892 | 906
906 | CHINA | Year Electricity Supplied [GW.h] Reference Unit Power [MW] Annual Time On Line [h] Operation Factor [%] Energy Availability Factor [%] Load Factor [%] Year Electricity Supplied [GW.h] Reference Unit Power [MW] Annual Time On Line [h] Operation Factor [%] Annual Cumulative Annual Cumulative 0 2016 1130.44 1000 1200 54.4 100.0 100.0 51.2 51.2 1 2017 3276.06 1061 3638 41.5 85.1 90.4 35.2 30.5 2 2018 5198.53 1061 5361 61.2 84.1 87.9 55.9 40.5 3 2019 7117.14 1061 7035 80.3 90.4 88.6 76.6 50.6 4 2020 7755.39 1061 8183 93.2 91.3 89.2 83.2 57.8 5 2021 8327.55 1061 8177 93.3 91.2 89.6 89.6 63.5 | HONGYANHE-4 | PWR | CPR-1000 | Operational | 1061 | 1061 | 1119 | 2905 | 33.31 | None | None | 2009-08-15 | 2016-03-05 | 2016-04-01 | None | None | None | 2016-06-08 | 0.635 | 0.686 | 0.896 | 907
907 | CHINA | Year Electricity Supplied [GW.h] Reference Unit Power [MW] Annual Time On Line [h] Operation Factor [%] Energy Availability Factor [%] Load Factor [%] Year Electricity Supplied [GW.h] Reference Unit Power [MW] Annual Time On Line [h] Operation Factor [%] Annual Cumulative Annual Cumulative 0 2018 2746.03 1170 2870 95.3 94.2 94.2 93.9 93.9 1 2019 9456.75 1170 8221 93.8 96.5 96.1 92.3 92.5 2 2020 8762.30 1170 7701 87.7 85.7 91.3 85.3 89.2 3 2021 9133.85 1170 8030 91.7 91.8 91.4 89.1 89.1 | HAIYANG-1 | PWR | AP-1000 | Operational | 1126 | 1170 | 1250 | 3415 | 30.10 | None | None | 2009-09-24 | 2018-08-08 | 2018-08-17 | None | None | None | 2018-10-22 | 0.891 | 0.913 | 0.914 | 908
908 | CHINA | Year Electricity Supplied [GW.h] Reference Unit Power [MW] Annual Time On Line [h] Operation Factor [%] Energy Availability Factor [%] Load Factor [%] Year Electricity Supplied [GW.h] Reference Unit Power [MW] Annual Time On Line [h] Operation Factor [%] Annual Cumulative Annual Cumulative 0 2018 800.72 1170 1099 NaN NaN NaN NaN NaN 1 2019 9935.22 1170 8711 99.4 97.4 97.4 96.9 96.9 2 2020 9066.38 1170 7983 90.9 89.3 93.4 88.2 92.6 3 2021 9286.00 1170 8139 92.9 92.5 93.1 90.6 91.9 | HAIYANG-2 | PWR | AP-1000 | Operational | 1126 | 1170 | 1250 | 3415 | 29.09 | None | None | 2010-06-20 | 2018-09-29 | 2018-10-13 | None | None | None | 2019-01-09 | 0.919 | 0.944 | 0.931 | 909
911 | CHINA | Year Electricity Supplied [GW.h] Reference Unit Power [MW] Annual Time On Line [h] Operation Factor [%] Energy Availability Factor [%] Load Factor [%] Year Electricity Supplied [GW.h] Reference Unit Power [MW] Annual Time On Line [h] Operation Factor [%] Annual Cumulative Annual Cumulative 0 2014 0.00 1000 0 0.0 100.0 100.0 0.0 NC 1 2015 7180.23 1012 7289 83.2 84.5 85.7 81.0 74.7 2 2016 7827.38 1012 7910 90.0 91.7 88.6 88.0 81.1 3 2017 7628.57 1012 7676 87.6 88.5 88.6 86.0 82.7 4 2018 8761.17 1012 8732 99.7 99.1 91.1 98.8 86.7 5 2019 7992.84 1012 8048 91.9 89.8 90.9 90.2 87.4 6 2020 7214.92 1012 7218 82.2 89.3 90.6 81.2 86.3 7 2021 8862.47 1012 8760 100.0 99.8 91.9 100.0 88.3 | FANGJIASHAN-1 | PWR | CPR-1000 | Operational | 1000 | 1012 | 1089 | 2905 | 55.47 | CHINA NATIONAL NUCLEAR CORPORATION | QINSHAN NUCLEAR POWER COMPANY | 2008-12-26 | 2014-10-21 | 2014-11-04 | None | None | None | 2014-12-15 | 0.883 | 0.896 | 0.919 | 912
912 | CHINA | Year Electricity Supplied [GW.h] Reference Unit Power [MW] Annual Time On Line [h] Operation Factor [%] Energy Availability Factor [%] Load Factor [%] Year Electricity Supplied [GW.h] Reference Unit Power [MW] Annual Time On Line [h] Operation Factor [%] Annual Cumulative Annual Cumulative 0 2015 7400.55 1012 7747 92.9 93.2 93.2 90.0 90.0 1 2016 7324.84 1012 7529 85.7 87.3 90.1 82.4 86.0 2 2017 7521.75 1012 7563 86.3 85.0 88.4 84.8 85.6 3 2018 8472.42 1012 8483 96.8 97.6 90.7 95.6 88.2 4 2019 7965.85 1012 7963 90.9 91.0 90.8 89.9 88.5 5 2020 8418.73 1012 8376 95.4 99.6 92.3 94.7 89.6 6 2021 7663.47 1012 7704 88.0 85.8 91.3 86.4 89.1 | FANGJIASHAN-2 | PWR | CPR-1000 | Operational | 1000 | 1012 | 1089 | 2905 | 54.77 | CHINA NATIONAL NUCLEAR CORPORATION | QINSHAN NUCLEAR POWER COMPANY | 2009-07-17 | 2014-12-25 | 2015-01-12 | None | None | None | 2015-02-12 | 0.891 | 0.908 | 0.913 | 913
913 | CHINA | Year Electricity Supplied [GW.h] Reference Unit Power [MW] Annual Time On Line [h] Operation Factor [%] Energy Availability Factor [%] Load Factor [%] Year Electricity Supplied [GW.h] Reference Unit Power [MW] Annual Time On Line [h] Operation Factor [%] Annual Cumulative Annual Cumulative 0 2014 1033.07 1000 949 100.0 100.0 100.0 109.0 109.0 1 2015 6032.38 1000 6514 74.4 74.1 76.1 68.9 72.0 2 2016 6662.04 1000 7511 85.5 99.3 87.3 75.8 73.8 3 2017 7535.41 1000 7930 90.5 89.8 88.1 86.0 77.8 4 2018 7398.98 1000 7702 87.9 86.6 87.7 84.5 79.4 5 2019 6417.64 1000 7072 80.7 88.6 87.9 73.3 78.2 6 2020 8222.85 1000 8706 99.1 98.6 89.7 93.6 80.8 7 2021 7967.88 1000 8166 93.2 92.0 90.0 91.0 82.2 | FUQING-1 | PWR | CNP-1000 | Operational | 1000 | 1000 | 1089 | 2905 | 51.27 | None | None | 2008-11-21 | 2014-07-24 | 2014-08-20 | None | None | None | 2014-11-22 | 0.822 | 0.875 | 0.9 | 914
914 | CHINA | Year Electricity Supplied [GW.h] Reference Unit Power [MW] Annual Time On Line [h] Operation Factor [%] Energy Availability Factor [%] Load Factor [%] Year Electricity Supplied [GW.h] Reference Unit Power [MW] Annual Time On Line [h] Operation Factor [%] Annual Cumulative Annual Cumulative 0 2015 2017.22 1000 3487 100.0 100.0 100.0 87.8 87.8 1 2016 6070.84 1000 6807 77.5 81.5 84.1 69.1 71.8 2 2017 7416.83 1000 7659 87.4 86.6 85.2 84.7 77.7 3 2018 7255.87 1000 7587 86.6 84.8 85.1 82.8 79.3 4 2019 7893.35 1000 8685 99.1 98.9 88.4 90.1 81.9 5 2020 7726.34 1000 8137 92.6 91.5 89.0 88.0 83.1 6 2021 7482.49 1000 7781 88.8 87.7 88.8 85.4 83.5 | FUQING-2 | PWR | CNP-1000 | Operational | 1000 | 1000 | 1089 | 2905 | 45.85 | None | None | 2009-06-17 | 2015-07-22 | 2015-08-06 | None | None | None | 2015-10-16 | 0.835 | 0.89 | 0.888 | 915
917 | CHINA | Year Electricity Supplied [GW.h] Reference Unit Power [MW] Annual Time On Line [h] Operation Factor [%] Energy Availability Factor [%] Load Factor [%] Year Electricity Supplied [GW.h] Reference Unit Power [MW] Annual Time On Line [h] Operation Factor [%] Annual Cumulative Annual Cumulative 0 2018 3056.09 1660 3958 100.0 84.5 84.5 83.5 83.5 1 2019 11952.73 1660 7836 89.4 90.8 90.3 82.2 82.3 2 2020 9169.83 1660 6377 72.6 70.5 80.8 62.9 73.0 3 2021 7616.68 1660 4933 56.3 55.1 72.5 52.4 66.3 | TAISHAN-1 | PWR | EPR-1750 | Operational | 1660 | 1660 | 1750 | 4590 | 31.80 | None | None | 2009-11-18 | 2018-06-06 | 2018-06-29 | None | None | None | 2018-12-13 | 0.663 | 0.735 | 0.725 | 918
918 | CHINA | Year Electricity Supplied [GW.h] Reference Unit Power [MW] Annual Time On Line [h] Operation Factor [%] Energy Availability Factor [%] Load Factor [%] Year Electricity Supplied [GW.h] Reference Unit Power [MW] Annual Time On Line [h] Operation Factor [%] Annual Cumulative Annual Cumulative 0 2019 5356.14 1660 3817 100.0 100.0 100.0 92.3 92.3 1 2020 12454.80 1660 8667 98.7 96.8 97.6 85.4 87.1 2 2021 10870.50 1660 7089 80.9 77.7 89.1 74.8 81.8 | TAISHAN-2 | PWR | EPR-1750 | Operational | 1660 | 1660 | 1750 | 4590 | 28.68 | None | None | 2010-04-15 | 2019-05-28 | 2019-06-23 | None | None | None | 2019-09-07 | 0.818 | 0.913 | 0.891 | 919
920 | CHINA | Year Electricity Supplied [GW.h] Reference Unit Power [MW] Annual Time On Line [h] Operation Factor [%] Energy Availability Factor [%] Load Factor [%] Year Electricity Supplied [GW.h] Reference Unit Power [MW] Annual Time On Line [h] Operation Factor [%] Annual Cumulative Annual Cumulative 0 2012 4.12 1018 81 NaN NaN NaN NaN NaN 1 2013 6947.98 1018 7369 99.3 99.9 99.9 96.6 96.6 2 2014 5047.23 1018 5119 58.4 56.7 75.3 56.6 73.8 3 2015 7583.95 1018 7798 89.0 88.0 79.9 85.0 77.9 4 2016 6764.98 1018 7207 82.0 97.3 84.6 75.6 77.3 5 2017 7210.58 1018 7177 81.9 83.8 84.4 80.9 78.0 6 2018 8116.45 1018 7756 88.5 88.5 85.1 91.0 80.3 7 2019 8608.23 1018 8567 97.8 96.5 86.8 96.5 82.7 8 2020 8119.41 1018 8007 91.2 90.8 87.3 90.8 83.7 9 2021 8209.23 1018 8070 92.1 92.1 87.9 92.1 84.7 | NINGDE-1 | PWR | CPR-1000 | Operational | 1018 | 1018 | 1089 | 2905 | 66.61 | Fujian Ningde Nuclear Power Company, Ltd. | Fujian Ningde Nuclear Power Company, Ltd. | 2008-02-18 | 2012-11-24 | 2012-12-28 | None | None | None | 2013-04-15 | 0.847 | 0.864 | 0.879 | 921
921 | CHINA | Year Electricity Supplied [GW.h] Reference Unit Power [MW] Annual Time On Line [h] Operation Factor [%] Energy Availability Factor [%] Load Factor [%] Year Electricity Supplied [GW.h] Reference Unit Power [MW] Annual Time On Line [h] Operation Factor [%] Annual Cumulative Annual Cumulative 0 2014 6568.05 1018 7044 100.0 99.8 99.8 97.6 97.6 1 2015 6528.23 1018 7145 81.6 80.6 88.3 73.2 83.0 2 2016 5714.85 1018 6290 71.6 86.2 87.5 63.9 75.8 3 2017 8252.86 1018 8371 95.6 98.7 90.6 92.5 80.4 4 2018 7953.87 1018 7938 90.6 89.0 90.2 89.2 82.3 5 2019 8079.09 1018 8026 91.6 90.6 90.3 90.6 83.7 6 2020 8940.50 1018 8784 100.0 100.0 91.8 100.0 86.2 7 2021 8043.49 1018 7904 90.2 90.2 91.6 90.2 86.7 | NINGDE-2 | PWR | CPR-1000 | Operational | 1018 | 1018 | 1089 | 2905 | 60.08 | Fujian Ningde Nuclear Power Company, Ltd. | Fujian Ningde Nuclear Power Company, Ltd. | 2008-11-12 | 2013-12-20 | 2014-01-04 | None | None | None | 2014-05-04 | 0.867 | 0.897 | 0.916 | 922
922 | CHINA | Year Electricity Supplied [GW.h] Reference Unit Power [MW] Annual Time On Line [h] Operation Factor [%] Energy Availability Factor [%] Load Factor [%] Year Electricity Supplied [GW.h] Reference Unit Power [MW] Annual Time On Line [h] Operation Factor [%] Annual Cumulative Annual Cumulative 0 2015 4638.75 1018 5586 92.8 91.2 91.2 80.9 80.9 1 2016 6086.41 1018 6514 74.2 81.4 85.0 68.1 72.8 2 2017 7971.03 1018 8107 92.6 95.6 89.1 89.4 79.2 3 2018 8264.16 1018 8141 92.9 92.4 90.0 92.7 83.0 4 2019 8167.27 1018 8075 92.2 91.6 90.4 91.6 84.8 5 2020 8650.70 1018 8501 96.8 96.7 91.5 96.7 87.0 6 2021 8418.61 1018 8271 94.4 94.4 92.0 94.4 88.1 | NINGDE-3 | PWR | CPR-1000 | Operational | 1018 | 1018 | 1089 | 2905 | 51.59 | Fujian Ningde Nuclear Power Company, Ltd. | Fujian Ningde Nuclear Power Company, Ltd. | 2010-01-08 | 2015-03-08 | 2015-03-21 | None | None | None | 2015-06-10 | 0.881 | 0.907 | 0.92 | 923
923 | CHINA | Year Electricity Supplied [GW.h] Reference Unit Power [MW] Annual Time On Line [h] Operation Factor [%] Energy Availability Factor [%] Load Factor [%] Year Electricity Supplied [GW.h] Reference Unit Power [MW] Annual Time On Line [h] Operation Factor [%] Annual Cumulative Annual Cumulative 0 2016 3694.87 1018 3786 95.9 99.9 99.9 91.8 91.8 1 2017 5303.77 1018 5739 65.5 84.3 88.9 59.5 69.0 2 2018 8917.08 1018 8760 100.0 100.0 93.5 100.0 81.8 3 2019 8074.33 1018 7992 91.2 90.5 92.6 90.5 84.4 4 2020 7998.17 1018 8033 91.4 89.4 91.9 89.4 85.5 5 2021 8916.45 1018 8760 100.0 100.0 93.4 100.0 88.2 | NINGDE-4 | PWR | CPR-1000 | Operational | 1018 | 1018 | 1089 | 2905 | 42.90 | Fujian Ningde Nuclear Power Company, Ltd. | Fujian Ningde Nuclear Power Company, Ltd. | 2010-09-29 | 2016-03-16 | 2016-03-29 | None | None | None | 2016-07-21 | 0.882 | 0.901 | 0.934 | 924
930 | CHINA | Year Electricity Supplied [GW.h] Reference Unit Power [MW] Annual Time On Line [h] Operation Factor [%] Energy Availability Factor [%] Load Factor [%] Year Electricity Supplied [GW.h] Reference Unit Power [MW] Annual Time On Line [h] Operation Factor [%] Annual Cumulative Annual Cumulative 0 2015 478.68 1000 890 NaN NaN NaN NaN NaN 1 2016 7593.85 1000 7559 86.0 91.1 91.1 86.4 86.4 2 2017 7396.07 1000 7435 84.9 86.1 88.6 84.4 85.4 3 2018 7926.66 1000 8028 91.6 91.1 89.4 90.5 87.1 4 2019 8621.67 1000 8760 100.0 100.0 92.1 98.4 89.9 5 2020 6600.21 1000 7039 80.1 86.8 91.0 75.1 87.0 6 2021 7804.98 1000 7978 91.1 93.4 91.4 89.1 87.3 | YANGJIANG-3 | PWR | CPR-1000 | Operational | 1000 | 1000 | 1086 | 2905 | 46.42 | Yangjiang Nuclear Power Company | Yangjiang Nuclear Power Company | 2010-11-15 | 2015-10-11 | 2015-10-18 | None | None | None | 2016-01-01 | 0.873 | 0.89 | 0.914 | 931
931 | CHINA | Year Electricity Supplied [GW.h] Reference Unit Power [MW] Annual Time On Line [h] Operation Factor [%] Energy Availability Factor [%] Load Factor [%] Year Electricity Supplied [GW.h] Reference Unit Power [MW] Annual Time On Line [h] Operation Factor [%] Annual Cumulative Annual Cumulative 0 2017 6759.71 1000 6353 86.5 90.7 90.7 90.3 90.3 1 2018 6591.93 1000 6695 76.4 83.4 86.7 75.2 82.1 2 2019 6915.91 1000 7164 81.8 91.9 88.5 79.0 81.0 3 2020 7954.62 1000 8216 93.5 97.0 90.8 90.6 83.5 4 2021 7977.13 1000 7880 90.0 89.4 90.5 91.1 85.0 | YANGJIANG-4 | PWR | CPR-1000 | Operational | 1000 | 1000 | 1086 | 2905 | 36.20 | Yangjiang Nuclear Power Company | Yangjiang Nuclear Power Company | 2012-11-17 | 2016-12-30 | 2017-01-08 | None | None | None | 2017-03-15 | 0.85 | 0.856 | 0.905 | 932
932 | CHINA | Year Electricity Supplied [GW.h] Reference Unit Power [MW] Annual Time On Line [h] Operation Factor [%] Energy Availability Factor [%] Load Factor [%] Year Electricity Supplied [GW.h] Reference Unit Power [MW] Annual Time On Line [h] Operation Factor [%] Annual Cumulative Annual Cumulative 0 2018 4365.35 1000 4847 97.3 99.1 99.1 94.4 94.4 1 2019 6699.42 1000 6927 79.1 82.4 88.0 76.5 82.5 2 2020 7318.68 1000 7706 87.7 94.6 90.6 83.3 82.8 3 2021 8195.95 1000 8314 94.9 94.4 91.7 93.6 85.9 | YANGJIANG-5 | PWR | ACPR-1000 | Operational | 1021 | 1000 | 1086 | 2905 | 26.58 | Yangjiang Nuclear Power Company | Yangjiang Nuclear Power Company | 2013-09-18 | 2018-05-16 | 2018-05-23 | None | None | None | 2018-07-12 | 0.859 | 0.887 | 0.917 | 933
933 | CHINA | Year Electricity Supplied [GW.h] Reference Unit Power [MW] Annual Time On Line [h] Operation Factor [%] Energy Availability Factor [%] Load Factor [%] Year Electricity Supplied [GW.h] Reference Unit Power [MW] Annual Time On Line [h] Operation Factor [%] Annual Cumulative Annual Cumulative 0 2019 3934.18 1000 3915 93.2 100.0 100.0 92.8 92.8 1 2020 5896.66 1000 6526 74.3 82.4 87.6 67.1 74.7 2 2021 8522.45 1000 8571 97.8 99.3 92.4 97.3 84.0 | YANGJIANG-6 | PWR | ACPR-1000 | Operational | 1000 | 1000 | 1086 | 2905 | 18.35 | Yangjiang Nuclear Power Company | Yangjiang Nuclear Power Company | 2013-12-23 | 2019-06-22 | 2019-06-29 | None | None | None | 2019-07-24 | 0.84 | 0.873 | 0.924 | 934
934 | CHINA | Year Electricity Supplied [GW.h] Reference Unit Power [MW] Annual Time On Line [h] Operation Factor [%] Energy Availability Factor [%] Load Factor [%] Year Electricity Supplied [GW.h] Reference Unit Power [MW] Annual Time On Line [h] Operation Factor [%] Annual Cumulative Annual Cumulative 0 2016 1628.31 1000 1648 100.0 100.0 100.0 98.6 98.6 1 2017 6110.93 1000 6592 75.2 82.1 84.7 69.8 73.9 2 2018 7013.40 1000 7357 84.0 88.7 86.5 80.1 76.7 3 2019 7390.94 1000 8107 92.6 95.2 89.3 84.4 79.2 4 2020 7265.42 1000 7724 87.9 88.6 89.1 82.7 80.0 5 2021 7184.22 1000 7835 89.4 91.0 89.5 82.0 80.4 | FUQING-3 | PWR | CNP-1000 | Operational | 1000 | 1000 | 1089 | 2905 | 35.13 | None | None | 2010-12-31 | 2016-07-03 | 2016-09-07 | None | None | None | 2016-10-24 | 0.804 | 0.863 | 0.895 | 935
935 | CHINA | Year Electricity Supplied [GW.h] Reference Unit Power [MW] Annual Time On Line [h] Operation Factor [%] Energy Availability Factor [%] Load Factor [%] Year Electricity Supplied [GW.h] Reference Unit Power [MW] Annual Time On Line [h] Operation Factor [%] Annual Cumulative Annual Cumulative 0 2017 2540.07 1000 2544 100.0 100.0 100.0 100.0 100.0 1 2018 6682.09 1000 6890 78.6 77.8 82.3 76.3 81.0 2 2019 6599.79 1000 7215 82.4 91.3 86.3 75.3 78.5 3 2020 6587.82 1000 6953 79.2 92.0 88.0 75.0 77.4 4 2021 8297.78 1000 8407 96.0 99.4 90.7 94.7 81.5 | FUQING-4 | PWR | CNP-1000 | Operational | 1000 | 1000 | 1089 | 2905 | 30.71 | None | None | 2012-11-17 | 2017-07-16 | 2017-07-29 | None | None | None | 2017-09-17 | 0.815 | 0.85 | 0.907 | 936
936 | CHINA | Year Electricity Supplied [GW.h] Reference Unit Power [MW] Annual Time On Line [h] Operation Factor [%] Energy Availability Factor [%] Load Factor [%] Year Electricity Supplied [GW.h] Reference Unit Power [MW] Annual Time On Line [h] Operation Factor [%] Annual Cumulative Annual Cumulative 0 2020 91.72 1000 312 NaN NaN NaN NaN NaN 1 2021 8461.95 1075 7965 90.1 91.5 91.5 89.0 89.0 | FUQING-5 | PWR | HPR1000 | Operational | 1075 | 1075 | 1150 | 3060 | 8.55 | None | None | 2015-05-07 | 2020-10-21 | 2020-11-27 | None | None | None | 2021-01-30 | 0.89 | 0.901 | 0.915 | 937
937 | CHINA | Empty DataFrame Columns: [(Year, Year), (Electricity Supplied [GW.h], Electricity Supplied [GW.h]), (Reference Unit Power [MW], Reference Unit Power [MW]), (Annual Time On Line [h], Annual Time On Line [h]), (Operation Factor [%], Operation Factor [%]), (Energy Availability Factor [%], Annual), (Energy Availability Factor [%], Cumulative), (Load Factor [%], Annual), (Load Factor [%], Cumulative)] Index: [] | FUQING-6 | PWR | HPR1000 | Operational | 1075 | 1075 | 1150 | 3060 | None | None | None | 2015-12-22 | 2021-12-11 | 2022-01-01 | None | None | None | 2022-03-25 | None | None | None | 938
938 | CHINA | Year Electricity Supplied [GW.h] Reference Unit Power [MW] Annual Time On Line [h] Operation Factor [%] Energy Availability Factor [%] Load Factor [%] Year Electricity Supplied [GW.h] Reference Unit Power [MW] Annual Time On Line [h] Operation Factor [%] Annual Cumulative Annual Cumulative 0 2015 43.73 610 1006 NaN NaN NaN NaN NaN 1 2016 3617.23 601 8185 93.2 94.0 94.0 68.5 68.5 2 2017 3405.19 601 7006 80.0 80.0 87.0 64.7 66.6 3 2018 3909.29 601 7711 88.0 87.5 87.2 74.2 69.2 4 2019 4352.30 601 7741 88.4 87.5 87.2 82.7 72.5 5 2020 4519.05 601 7933 90.3 91.5 88.1 85.9 75.2 6 2021 4467.67 601 8044 91.8 92.6 88.8 84.9 76.8 | CHANGJIANG-1 | PWR | CNP-600 | Operational | 601 | 601 | 650 | 1930 | 24.31 | None | None | 2010-04-25 | 2015-10-12 | 2015-11-07 | None | None | None | 2015-12-25 | 0.768 | 0.886 | 0.888 | 939
939 | CHINA | Year Electricity Supplied [GW.h] Reference Unit Power [MW] Annual Time On Line [h] Operation Factor [%] Energy Availability Factor [%] Load Factor [%] Year Electricity Supplied [GW.h] Reference Unit Power [MW] Annual Time On Line [h] Operation Factor [%] Annual Cumulative Annual Cumulative 0 2016 1831.25 601 4180 95.9 95.3 95.3 73.0 73.0 1 2017 3417.22 601 7524 85.9 88.4 90.5 64.9 67.3 2 2018 3239.86 601 6531 74.6 74.5 83.9 61.5 64.9 3 2019 4641.87 601 8483 96.8 96.2 87.5 88.2 71.7 4 2020 4328.28 601 7689 87.5 92.1 88.5 82.0 74.0 5 2021 4572.65 601 8147 93.0 92.0 89.2 86.8 76.4 | CHANGJIANG-2 | PWR | CNP-600 | Operational | 601 | 601 | 650 | 1930 | 22.03 | CHINA NATIONAL NUCLEAR CORPORATION | None | 2010-11-21 | 2016-06-09 | 2016-06-20 | None | None | None | 2016-08-12 | 0.764 | 0.882 | 0.892 | 940
940 | CHINA | None | CHANGJIANG-3 | PWR | HPR1000 | Under Construction | 1000 | 1000 | 1197 | 3190 | None | None | None | 2021-03-31 | None | None | None | None | None | None | None | None | None | 941
941 | CHINA | None | CHANGJIANG-4 | PWR | HPR1000 | Under Construction | 1000 | 1000 | 1200 | 3190 | None | None | None | 2021-12-28 | None | None | None | None | None | None | None | None | None | 942
942 | CHINA | Year Electricity Supplied [GW.h] Reference Unit Power [MW] Annual Time On Line [h] Operation Factor [%] Energy Availability Factor [%] Load Factor [%] Year Electricity Supplied [GW.h] Reference Unit Power [MW] Annual Time On Line [h] Operation Factor [%] Annual Cumulative Annual Cumulative 0 2015 660.80 1000 1034 NaN NaN NaN NaN NaN 1 2016 7141.83 1000 7761 88.4 100.0 100.0 81.3 81.3 2 2017 5212.98 1000 5794 66.1 76.7 88.3 59.5 70.4 3 2018 7425.87 1000 7622 87.0 90.0 88.9 84.8 75.2 4 2019 8540.31 1000 8736 99.7 99.6 91.6 97.5 80.8 5 2020 7919.20 1000 8140 92.7 91.4 91.5 90.2 82.6 6 2021 8168.79 1000 8179 93.4 92.9 91.8 93.2 84.4 | FANGCHENGGANG-1 | PWR | CPR-1000 | Operational | 1000 | 1000 | 1086 | 2905 | 45.07 | None | None | 2010-07-30 | 2015-10-13 | 2015-10-25 | None | None | None | 2016-01-01 | 0.844 | 0.879 | 0.918 | 943
943 | CHINA | Year Electricity Supplied [GW.h] Reference Unit Power [MW] Annual Time On Line [h] Operation Factor [%] Energy Availability Factor [%] Load Factor [%] Year Electricity Supplied [GW.h] Reference Unit Power [MW] Annual Time On Line [h] Operation Factor [%] Annual Cumulative Annual Cumulative 0 2016 2648.30 1000 3297 88.2 100.0 100.0 91.1 91.1 1 2017 6569.07 1000 6827 77.9 80.3 84.2 75.0 78.2 2 2018 7655.73 1000 7816 89.2 99.8 91.2 87.4 82.3 3 2019 7579.32 1000 7625 87.0 92.1 91.5 86.5 83.6 4 2020 7901.00 1000 7911 90.1 92.0 91.6 90.0 85.1 5 2021 8888.26 1000 8760 100.0 100.0 93.2 101.5 88.2 | FANGCHENGGANG-2 | PWR | CPR-1000 | Operational | 1000 | 1000 | 1086 | 2905 | 41.15 | None | None | 2010-12-23 | 2016-06-29 | 2016-07-15 | None | None | None | 2016-10-01 | 0.882 | 0.888 | 0.932 | 944
944 | CHINA | None | FANGCHENGGANG-3 | PWR | HPR1000 | Under Construction | 1000 | 1000 | 1180 | 3150 | None | None | None | 2015-12-24 | None | None | None | None | None | None | None | None | None | 945
945 | CHINA | None | FANGCHENGGANG-4 | PWR | HPR1000 | Under Construction | 1000 | 1000 | 1180 | 3150 | None | None | None | 2016-12-23 | None | None | None | None | None | None | None | None | None | 946
956 | CHINA | Year Electricity Supplied [GW.h] Reference Unit Power [MW] Annual Time On Line [h] Operation Factor [%] Energy Availability Factor [%] Load Factor [%] Year Electricity Supplied [GW.h] Reference Unit Power [MW] Annual Time On Line [h] Operation Factor [%] Annual Cumulative Annual Cumulative 0 2021 86.4 200 432 NaN NaN NaN NaN NaN | SHIDAO BAY-1 | HTGR | HTR-PM | Operational | 200 | 200 | 211 | 500 | 0.09 | None | None | 2012-12-09 | 2021-09-12 | 2021-12-14 | None | None | None | None | None | None | None | 957
965 | SWITZERLAND | Year Electricity Supplied [GW.h] ... Load Factor [%] Year Electricity Supplied [GW.h] ... Annual Cumulative 0 1968 Data from a trial operation not provided ... Data from a trial operation not provided Data from a trial operation not provided 1 1969 " ... " " [2 rows x 9 columns] | LUCENS | HWGCR | HWGCR: 2-loops | Permanent Shutdown | 6 | 6 | 7 | 28 | None | None | None | 1962-04-01 | 1966-12-29 | 1968-01-29 | None | None | 1969-01-21 | None | None | None | None | 966
967 | RUSSIA | None | BALTIC-1 | PWR | VVER V-491 | Under Construction | 1109 | 1109 | 1194 | 3200 | None | Joint Stock Company 'Concern Rosenergoatom' | Joint Stock Company 'Concern Rosenergoatom' | 2012-02-22 | None | None | None | None | None | None | None | None | None | 968
972 | CHINA | Year Electricity Supplied [GW.h] Reference Unit Power [MW] Annual Time On Line [h] Operation Factor [%] Energy Availability Factor [%] Load Factor [%] Year Electricity Supplied [GW.h] Reference Unit Power [MW] Annual Time On Line [h] Operation Factor [%] Annual Cumulative Annual Cumulative 0 2017 1.84 1060 30 NaN NaN NaN NaN NaN 1 2018 6922.47 1045 7704 86.8 90.8 90.8 78.8 78.8 2 2019 7149.36 1045 7055 80.5 81.2 85.8 78.1 78.4 3 2020 6896.21 1045 7611 86.6 90.7 87.5 75.1 77.3 4 2021 7919.12 1060 7790 88.9 92.3 88.7 85.3 79.4 | TIANWAN-3 | PWR | VVER V-428M | Operational | 1060 | 1060 | 1126 | 3000 | 28.89 | None | None | 2012-12-27 | 2017-09-29 | 2017-12-30 | None | None | None | 2018-02-14 | 0.794 | 0.857 | 0.887 | 973
973 | CHINA | Year Electricity Supplied [GW.h] Reference Unit Power [MW] Annual Time On Line [h] Operation Factor [%] Energy Availability Factor [%] Load Factor [%] Year Electricity Supplied [GW.h] Reference Unit Power [MW] Annual Time On Line [h] Operation Factor [%] Annual Cumulative Annual Cumulative 0 2018 732.62 1045 1035 NaN NaN NaN NaN NaN 1 2019 7519.47 1045 7462 85.2 84.6 84.6 82.1 82.1 2 2020 7033.68 1045 7003 79.7 95.2 89.9 76.6 79.4 3 2021 8610.04 1060 8422 96.1 95.9 91.9 92.7 83.9 | TIANWAN-4 | PWR | VVER V-428M | Operational | 1060 | 1060 | 1126 | 3000 | 23.90 | None | None | 2013-09-27 | 2018-09-30 | 2018-10-27 | None | None | None | 2018-12-22 | 0.839 | 0.87 | 0.919 | 974
974 | CHINA | Year Electricity Supplied [GW.h] Reference Unit Power [MW] Annual Time On Line [h] Operation Factor [%] Energy Availability Factor [%] Load Factor [%] Year Electricity Supplied [GW.h] Reference Unit Power [MW] Annual Time On Line [h] Operation Factor [%] Annual Cumulative Annual Cumulative 0 2020 2901.91 1000 3383 95.9 93.3 93.3 91.3 91.3 1 2021 7538.34 1060 7400 84.5 84.4 86.5 81.2 83.6 | TIANWAN-5 | PWR | CNP-1000 | Operational | 1000 | 1060 | 1118 | 2905 | 10.44 | None | None | 2015-12-27 | 2020-07-27 | 2020-08-08 | None | None | None | 2020-09-08 | 0.836 | 0.873 | 0.865 | 975
975 | CHINA | Year Electricity Supplied [GW.h] Reference Unit Power [MW] Annual Time On Line [h] Operation Factor [%] Energy Availability Factor [%] Load Factor [%] Year Electricity Supplied [GW.h] Reference Unit Power [MW] Annual Time On Line [h] Operation Factor [%] Annual Cumulative Annual Cumulative 0 2021 5786.59 1060 5636 100.0 98.9 98.9 96.5 96.5 | TIANWAN-6 | PWR | CNP-1000 | Operational | 1000 | 1060 | 1118 | 2905 | 5.79 | None | None | 2016-09-07 | 2021-05-04 | 2021-05-11 | None | None | None | 2021-06-02 | 0.965 | 1 | 0.989 | 976
985 | INDIA | Year Electricity Supplied [GW.h] ... Load Factor [%] Year Electricity Supplied [GW.h] ... Annual Cumulative 0 2021 Data from a trial operation not provided ... Data from a trial operation not provided Data from a trial operation not provided [1 rows x 9 columns] | KAKRAPAR-3 | PHWR | PHWR-700 | Operational | 630 | 630 | 700 | 2166 | None | NUCLEAR POWER CORPORATION OF INDIA, LTD. | NUCLEAR POWER CORPORATION OF INDIA, LTD. | 2010-11-22 | 2020-07-22 | 2021-01-10 | None | None | None | None | None | None | None | 986
986 | INDIA | None | KAKRAPAR-4 | PHWR | PHWR-700 | Under Construction | 630 | 630 | 700 | 2166 | None | NUCLEAR POWER CORPORATION OF INDIA, LTD. | NUCLEAR POWER CORPORATION OF INDIA, LTD. | 2010-11-22 | None | None | None | None | None | None | None | None | None | 987
992 | CHINA | None | HAIYANG-3 | PWR | CAP1000 | Under Construction | 1161 | 1161 | 1253 | 3400 | None | None | None | 2022-07-07 | None | None | None | None | None | None | None | None | None | 993
994 | CHINA | None | SANMEN-3 | PWR | CAP1000 | Under Construction | 1163 | 1163 | 1251 | 3400 | None | CHINA NATIONAL NUCLEAR CORPORATION | SANMEN NUCLEAR POWER CO., LTD. | 2022-06-28 | None | None | None | None | None | None | None | None | None | 995
996 | CHINA | Year Electricity Supplied [GW.h] Reference Unit Power [MW] Annual Time On Line [h] Operation Factor [%] Energy Availability Factor [%] Load Factor [%] Year Electricity Supplied [GW.h] Reference Unit Power [MW] Annual Time On Line [h] Operation Factor [%] Annual Cumulative Annual Cumulative 0 2021 4718.48 1061 4560 100.0 97.7 97.7 96.9 96.9 | HONGYANHE-5 | PWR | ACPR-1000 | Operational | 1061 | 1061 | 1119 | 2905 | 4.72 | None | None | 2015-03-29 | 2021-06-13 | 2021-06-25 | None | None | None | 2021-07-31 | 0.969 | 1 | 0.977 | 997
997 | CHINA | Empty DataFrame Columns: [(Year, Year), (Electricity Supplied [GW.h], Electricity Supplied [GW.h]), (Reference Unit Power [MW], Reference Unit Power [MW]), (Annual Time On Line [h], Annual Time On Line [h]), (Operation Factor [%], Operation Factor [%]), (Energy Availability Factor [%], Annual), (Energy Availability Factor [%], Cumulative), (Load Factor [%], Annual), (Load Factor [%], Cumulative)] Index: [] | HONGYANHE-6 | PWR | ACPR-1000 | Operational | 1061 | 1061 | 1119 | 2905 | None | None | None | 2015-07-24 | 2022-04-21 | 2022-05-02 | None | None | None | 2022-06-23 | None | None | None | 998
1007 | RUSSIA | None | KURSK 2-2 | PWR | VVER V-510K | Under Construction | 1175 | 1175 | 1255 | 3300 | None | Joint Stock Company 'Concern Rosenergoatom' | Joint Stock Company 'Concern Rosenergoatom' | 2019-04-15 | None | None | None | None | None | None | None | None | None | 1008
1041 | UNITED STATES OF AMERICA | None | VOGTLE-3 | PWR | AP-1000 | Under Construction | 1117 | 1117 | 1250 | 3400 | None | GEORGIA POWER CO. | Southern Nuclear Operating Company, Inc. | 2013-03-12 | None | None | None | None | None | None | None | None | None | 1042
1042 | UNITED STATES OF AMERICA | None | VOGTLE-4 | PWR | AP-1000 | Under Construction | 1117 | 1117 | 1250 | 3400 | None | GEORGIA POWER CO. | Southern Nuclear Operating Company, Inc. | 2013-11-19 | None | None | None | None | None | None | None | None | None | 1043
1043 | PAKISTAN | Year Electricity Supplied [GW.h] Reference Unit Power [MW] Annual Time On Line [h] Operation Factor [%] Energy Availability Factor [%] Load Factor [%] Year Electricity Supplied [GW.h] Reference Unit Power [MW] Annual Time On Line [h] Operation Factor [%] Annual Cumulative Annual Cumulative 0 2016 344.98 315 1436 NaN NaN NaN NaN NaN 1 2017 2542.08 315 8256 94.2 93.5 94.0 92.1 92.6 2 2018 2145.22 315 7152 81.6 80.4 87.5 77.7 85.5 3 2019 2247.57 315 7508 85.7 85.3 86.8 81.4 84.2 4 2020 2444.19 315 7931 90.3 89.2 87.3 88.3 85.2 5 2021 2513.45 315 8649 98.7 99.0 89.6 91.1 86.3 | CHASNUPP-3 | PWR | CNP-300 | Operational | 315 | 315 | 340 | 999 | 12.25 | PAKISTAN ATOMIC ENERGY COMMISSION | PAKISTAN ATOMIC ENERGY COMMISSION | 2011-05-28 | 2016-08-01 | 2016-10-15 | None | None | None | 2016-12-06 | 0.863 | 0.903 | 0.896 | 1044
1044 | PAKISTAN | Year Electricity Supplied [GW.h] Reference Unit Power [MW] Annual Time On Line [h] Operation Factor [%] Energy Availability Factor [%] Load Factor [%] Year Electricity Supplied [GW.h] Reference Unit Power [MW] Annual Time On Line [h] Operation Factor [%] Annual Cumulative Annual Cumulative 0 2017 484.17 313 1946 38.1 95.2 95.2 35.0 35.0 1 2018 2557.08 313 8452 96.5 95.7 95.6 93.3 81.5 2 2019 2181.00 313 7237 82.6 81.5 89.4 79.5 80.6 3 2020 2474.85 313 8068 91.8 90.8 89.8 90.0 83.5 4 2021 2165.43 313 7407 84.6 84.3 88.5 79.0 82.5 | CHASNUPP-4 | PWR | CNP-300 | Operational | 313 | 313 | 340 | 999 | 9.86 | PAKISTAN ATOMIC ENERGY COMMISSION | PAKISTAN ATOMIC ENERGY COMMISSION | 2011-12-18 | 2017-03-15 | 2017-06-25 | None | None | None | 2017-09-19 | 0.825 | 0.859 | 0.885 | 1045
1046 | CHINA | Year Electricity Supplied [GW.h] ... Load Factor [%] Year Electricity Supplied [GW.h] ... Annual Cumulative 0 2011 0.020 ... NaN NaN 1 2012 0.000 ... NaN NaN 2 2013 0.000 ... NaN NaN 3 2014 0.000 ... NaN NaN 4 2015 0.000 ... NaN NaN 5 2016 0.000 ... NaN NaN 6 2017 Data from a trial operation not provided ... Data from a trial operation not provided Data from a trial operation not provided 7 2018 " ... " " 8 2019 " ... " " 9 2020 " ... " " 10 2021 " ... " " [11 rows x 9 columns] | CEFR | FBR | BN-20 | Operational | 20 | 20 | 25 | 65 | 0.00 | CHINA NATIONAL NUCLEAR CORPORATION | None | 2000-05-10 | 2010-07-21 | 2011-07-21 | None | None | None | None | None | None | None | 1047
1049 | UNITED ARAB EMIRATES | Year Electricity Supplied [GW.h] Reference Unit Power [MW] Annual Time On Line [h] Operation Factor [%] Energy Availability Factor [%] Load Factor [%] Year Electricity Supplied [GW.h] Reference Unit Power [MW] Annual Time On Line [h] Operation Factor [%] Annual Cumulative Annual Cumulative 0 2020 1561.81 1345 2645 NaN NaN NaN NaN NaN 1 2021 8926.09 1417 6763 91.8 85.4 85.4 85.5 85.5 | BARAKAH-1 | PWR | APR-1400 | Operational | 1345 | 1417 | 1417 | 3983 | 10.49 | Emirates Nuclear Energy Corporation | Nawah Energy Company | 2012-07-19 | 2020-07-31 | 2020-08-19 | None | None | None | 2021-04-01 | 0.855 | 0.918 | 0.854 | 1050
1050 | UNITED ARAB EMIRATES | Year Electricity Supplied [GW.h] Reference Unit Power [MW] Annual Time On Line [h] Operation Factor [%] Energy Availability Factor [%] Load Factor [%] Year Electricity Supplied [GW.h] Reference Unit Power [MW] Annual Time On Line [h] Operation Factor [%] Annual Cumulative Annual Cumulative 0 2021 1200.19 1345 1891 NaN NaN NaN NaN NaN | BARAKAH-2 | PWR | APR-1400 | Operational | 1310 | 1345 | 1417 | 3983 | 1.20 | Emirates Nuclear Energy Corporation | Nawah Energy Company | 2013-04-15 | 2021-08-27 | 2021-09-14 | None | None | None | None | None | None | None | 1051
1051 | UNITED ARAB EMIRATES | Empty DataFrame Columns: [(Year, Year), (Electricity Supplied [GW.h], Electricity Supplied [GW.h]), (Reference Unit Power [MW], Reference Unit Power [MW]), (Annual Time On Line [h], Annual Time On Line [h]), (Operation Factor [%], Operation Factor [%]), (Energy Availability Factor [%], Annual), (Energy Availability Factor [%], Cumulative), (Load Factor [%], Annual), (Load Factor [%], Cumulative)] Index: [] | BARAKAH-3 | PWR | APR-1400 | Operational | 1345 | 1345 | 1400 | 3983 | None | Emirates Nuclear Energy Corporation | Nawah Energy Company | 2014-09-24 | 2022-09-22 | 2022-10-08 | None | None | None | None | None | None | None | 1052
1052 | UNITED ARAB EMIRATES | None | BARAKAH-4 | PWR | APR-1400 | Under Construction | 1345 | 1345 | 1400 | 3983 | None | Emirates Nuclear Energy Corporation | Nawah Energy Company | 2015-07-30 | None | None | None | None | None | None | None | None | None | 1053
1054 | ARGENTINA | None | CAREM25 | PWR | CAREM Prototype (Integrated-PWR) | Under Construction | 25 | 25 | 29 | 100 | None | COMISION NACIONAL DE ENERGIA ATOMICA | COMISION NACIONAL DE ENERGIA ATOMICA | 2015-08-25 | None | None | None | None | None | None | None | None | None | 1055
1055 | BELARUS | Year Electricity Supplied [GW.h] Reference Unit Power [MW] Annual Time On Line [h] Operation Factor [%] Energy Availability Factor [%] Load Factor [%] Year Electricity Supplied [GW.h] Reference Unit Power [MW] Annual Time On Line [h] Operation Factor [%] Annual Cumulative Annual Cumulative 0 2020 338.43 1110 509 NaN NaN NaN NaN NaN 1 2021 5422.11 1110 5255 59.7 58.8 58.8 58.3 58.3 | BELARUSIAN-1 | PWR | VVER V-491 | Operational | 1110 | 1110 | 1194 | 3200 | 5.72 | Republican Unitary Enterprise "Belarusian Nuclear Power Plant" | Republican Unitary Enterprise "Belarusian Nuclear Power Plant" | 2013-11-08 | 2020-10-11 | 2020-11-03 | None | None | None | 2021-06-10 | 0.583 | 0.597 | 0.588 | 1056
1058 | INDIA | None | KUDANKULAM-3 | PWR | VVER V-412 | Under Construction | 917 | 917 | 1000 | 3000 | None | NUCLEAR POWER CORPORATION OF INDIA, LTD. | NUCLEAR POWER CORPORATION OF INDIA, LTD. | 2017-06-29 | 2022-09-30 | None | None | None | None | None | None | None | None | 1059
1059 | INDIA | None | KUDANKULAM-4 | PWR | VVER V-412 | Under Construction | 917 | 917 | 1000 | 3000 | None | NUCLEAR POWER CORPORATION OF INDIA, LTD. | NUCLEAR POWER CORPORATION OF INDIA, LTD. | 2017-10-23 | None | None | None | None | None | None | None | None | None | 1060
1060 | BELARUS | None | BELARUSIAN-2 | PWR | VVER V-491 | Under Construction | 1110 | 1110 | 1194 | 3200 | None | Republican Unitary Enterprise "Belarusian Nuclear Power Plant" | Republican Unitary Enterprise "Belarusian Nuclear Power Plant" | 2014-04-27 | None | None | None | None | None | None | None | None | None | 1061
1066 | PAKISTAN | Year Electricity Supplied [GW.h] Reference Unit Power [MW] Annual Time On Line [h] Operation Factor [%] Energy Availability Factor [%] Load Factor [%] Year Electricity Supplied [GW.h] Reference Unit Power [MW] Annual Time On Line [h] Operation Factor [%] Annual Cumulative Annual Cumulative 0 2021 6208.89 1014 5910 96.4 98.6 98.6 98.8 98.8 | KANUPP-2 | PWR | ACP-1000 | Operational | 1017 | 1014 | 1100 | 3060 | 6.21 | PAKISTAN ATOMIC ENERGY COMMISSION | PAKISTAN ATOMIC ENERGY COMMISSION | 2015-08-20 | 2021-02-28 | 2021-03-18 | None | None | None | 2021-05-21 | 0.988 | 0.964 | 0.986 | 1067
1067 | PAKISTAN | Empty DataFrame Columns: [(Year, Year), (Electricity Supplied [GW.h], Electricity Supplied [GW.h]), (Reference Unit Power [MW], Reference Unit Power [MW]), (Annual Time On Line [h], Annual Time On Line [h]), (Operation Factor [%], Operation Factor [%]), (Energy Availability Factor [%], Annual), (Energy Availability Factor [%], Cumulative), (Load Factor [%], Annual), (Load Factor [%], Cumulative)] Index: [] | KANUPP-3 | PWR | ACP-1000 | Operational | 1014 | 1014 | 1100 | 3060 | None | PAKISTAN ATOMIC ENERGY COMMISSION | PAKISTAN ATOMIC ENERGY COMMISSION | 2016-05-31 | 2022-02-21 | 2022-03-04 | None | None | None | 2022-04-18 | None | None | None | 1068
1071 | UNITED KINGDOM | None | HINKLEY POINT C-1 | PWR | EPR-1750 | Under Construction | 1630 | 1630 | 1720 | 4524 | None | EDF Energy - China General Nuclear joint venture | EDF Energy - China General Nuclear joint venture | 2018-12-11 | None | None | None | None | None | None | None | None | None | 1072
1072 | UNITED KINGDOM | None | HINKLEY POINT C-2 | PWR | EPR-1750 | Under Construction | 1630 | 1630 | 1720 | 4524 | None | EDF Energy - China General Nuclear joint venture | EDF Energy - China General Nuclear joint venture | 2019-12-12 | None | None | None | None | None | None | None | None | None | 1073
1073 | KOREA, REPUBLIC OF | None | SHIN-KORI-5 | PWR | APR-1400 | Under Construction | 1340 | 1340 | 1400 | 3983 | None | Korea Hydro and Nuclear Power Co. | Korea Hydro and Nuclear Power Co. | 2017-04-01 | None | None | None | None | None | None | None | None | None | 1074
1074 | KOREA, REPUBLIC OF | None | SHIN-KORI-6 | PWR | APR-1400 | Under Construction | 1340 | 1340 | 1400 | 3983 | None | Korea Hydro and Nuclear Power Co. | Korea Hydro and Nuclear Power Co. | 2018-09-20 | None | None | None | None | None | None | None | None | None | 1075
1077 | BANGLADESH | None | ROOPPUR-1 | PWR | VVER V-523 | Under Construction | 1080 | 1080 | 1200 | 3200 | None | Bangladesh Atomic Energy Commission | Nuclear Power Plant Company Bangladesh Limited | 2017-11-30 | None | None | None | None | None | None | None | None | None | 1078
1078 | BANGLADESH | None | ROOPPUR-2 | PWR | VVER V-523 | Under Construction | 1080 | 1080 | 1200 | 3200 | None | Bangladesh Atomic Energy Commission | Nuclear Power Plant Company Bangladesh Limited | 2018-07-14 | None | None | None | None | None | None | None | None | None | 1079
1079 | TÜRKIYE | None | AKKUYU-2 | PWR | VVER V-509 | Under Construction | 1114 | 1114 | 1200 | 3200 | None | Akkuyu Nuclear Joint Stock Company (JSC) | Akkuyu Nuclear Joint Stock Company (JSC) | 2020-04-08 | None | None | None | None | None | None | None | None | None | 1080
1080 | TÜRKIYE | None | AKKUYU-3 | PWR | VVER V-509 | Under Construction | 1114 | 1114 | 1200 | 3200 | None | Akkuyu Nuclear Joint Stock Company (JSC) | Akkuyu Nuclear Joint Stock Company (JSC) | 2021-03-10 | None | None | None | None | None | None | None | None | None | 1081
1081 | TÜRKIYE | None | AKKUYU-4 | PWR | VVER V-509 | Under Construction | 1114 | 1114 | 1200 | 3200 | None | Akkuyu Nuclear Joint Stock Company (JSC) | Akkuyu Nuclear Joint Stock Company (JSC) | 2022-07-21 | None | None | None | None | None | None | None | None | None | 1082
1082 | CHINA | None | ZHANGZHOU-1 | PWR | HPR1000 | Under Construction | 1126 | 1126 | 1212 | 3180 | None | None | None | 2019-10-16 | None | None | None | None | None | None | None | None | None | 1083